## OPE-071
Central Negros Power Reliability, Inc.
(Main Office) 88 Corner Rizal-Mabini Sts. Bacolod City
(Plant Site) Purok San Jose, Barangay Calumangan, Bago City
Telfax: (034) 436-1932
PURCHASE REQUEST
Purchase Request: |  | OPE-071-2022 |  |  | Department: | Operations
Date Prepared: |  | 2022-03-18 |  |  | Dept. Code | OPE
Date Issued: |  | 2022-03-18 |  |  | Requestor: | Godfrey S. E. Samano
[5 empty] | Urgency No.: | 1 |  | System PR No.: OPE22-1147-CNPR-MNL
| Purpose: | Radio Communication for Operations Personnel
| End-Use: | Running Units Operations
Item No. | Qty | UOM | Part No. | Description |  | WH Stocks | Date Needed
1 | 2 | units |  | Radio, Icom IC-V68, Frequency Range: 136-174 MHz, Mode: FM, RF Power Output: Max 5W. Complete with accessories and compatible headset |  |  | 2022-04-02
YYYY-MM-DD

## OPE-072
Central Negros Power Reliability, Inc.
(Main Office) 88 Corner Rizal-Mabini Sts. Bacolod City
(Plant Site) Purok San Jose, Barangay Calumangan, Bago City
Telfax: (034) 436-1932
PURCHASE REQUEST
Purchase Request: |  | OPE-072-2022 |  |  | Department: | Operations
Date Prepared: |  | 2022-03-22 |  |  | Dept. Code | OPE
Date Issued: |  | 2022-03-22 |  |  | Requestor: | Godfrey S. E. Samano
[5 empty] | Urgency No.: | 1
| Purpose: | Replacement of Damaged Fuel Module EPC-41 TRIAC
| End-Use: | DG Unit 3
Item No. | Qty | UOM | Part No. | Description |  | WH Stocks | Date Needed
1 | 1 | unit |  | Alfa Laval Heatpac Triac 380 V, Part Number: 3183034211 |  |  | 2022-04-08

## OPE-073
Central Negros Power Reliability, Inc.
(Main Office) 88 Corner Rizal-Mabini Sts. Bacolod City
(Plant Site) Purok San Jose, Barangay Calumangan, Bago City
Telfax: (034) 436-1932
PURCHASE REQUEST
Purchase Request: |  | OPE-073-2022 |  |  | Department: | Operations
Date Prepared: |  | 2022-03-22 |  |  | Dept. Code | OPE
Date Issued: |  | 2022-03-22 |  |  | Requestor: | Godfrey S. E. Samano
[5 empty] | Urgency No.: | 1
| Purpose: | Spare Fuel Module EPC-41 TRIAC
| End-Use: | DG Units 1 - 5
Item No. | Qty | UOM | Part No. | Description |  | WH Stocks | Date Needed
1 | 1 | unit |  | Alfa Laval Heatpac Triac 380 V, Part Number: 3183034211 |  |  | 2022-04-30

## OPE-070
Central Negros Power Reliability, Inc.
(Main Office) 88 Corner Rizal-Mabini Sts. Bacolod City
(Plant Site) Purok San Jose, Barangay Calumangan, Bago City
Telfax: (034) 436-1932
PURCHASE REQUEST
Purchase Request: |  | OPE-070-2022 |  |  | Department: | Operations
Date Prepared: |  | 2022-03-18 |  |  | Dept. Code | OPE
Date Issued: |  | 2022-03-18 |  |  | Requestor: | Ryan Tignero
[5 empty] | Urgency No.: | 1
| Purpose: | Replacement of damaged Infrared (IR) Thermometer
| End-Use: | DG #1 - DG #5 Engines
Item No. | Qty | UOM | Part No. | Description |  | WH Stocks | Date Needed
1 | 1 | unit |  | Infrared (IR) Thermometer, Water/Dust Resistant, IP 54, - 30°C - 650°C, Brand: FLUKE 62 Max + |  |  | 2022-04-12

## OPE-054
Central Negros Power Reliability, Inc.
(Main Office) 88 Corner Rizal-Mabini Sts. Bacolod City
(Plant Site) Purok San Jose, Barangay Calumangan, Bago City
Telfax: (034) 436-1932
PURCHASE REQUEST
Purchase Request: |  | OPE-054-2022 |  |  | Department: | Operations
Date Prepared: |  | 2022-03-04 |  |  | Dept. Code | OPE
Date Issued: |  | 2022-03-04 |  |  | Requestor: | Alona Arroyo
[5 empty] | Urgency No.: | 1
| Purpose: | Consumable for Lube Oil Sump Tank Sounding
| End-Use: | Lube Oil Sump Tank Units 1 - 5
Item No. | Qty | UOM | Part No. | Description |  | WH Stocks | Date Needed
1 | 2 | containers |  | Kolur Kut Gasoline Gauging Paste, 2.25 Oz. |  |  | 2022-04-22

## Laptop-Jonah
Central Negros Power Reliability, Inc.
(Main Office) 88 Corner Rizal-Mabini Sts. Bacolod City
(Plant Site) Purok San Jose, Barangay Calumangan, Bago City
Telfax: (034) 436-1932
PURCHASE REQUEST
Purchase Request: |  | PR-IT2021-1027 |  |  | Department: | IT Department - BCD
Date Prepared: |  | 2021-12-28 |  |  | Dept. Code | ITB
Date Issued: |  | 2021-12-28 |  |  | Requestor: | Jonah Faye Benares
[5 empty] | Urgency No.: | 1
| Purpose: | For Jonah Faye Benares
End-Use:
Item No. | Qty | UOM | Part No. | Description |  | WH Stocks | Date Needed
1 | 1 | pc |  | Intel Core i7 (gen 10 or higher) RAM: 16GB (or not lower than 12GB) 512 or 1TB SSD 2GB or 4GB Graphics Card With ethernet port With atleast 3 USB ports |  |  | 2022-04-22

## EIC-025-2022
Central Negros Power Reliability, Inc.
(Main Office) 88 Corner Rizal-Mabini Sts. Bacolod City
(Plant Site) Purok San Jose, Barangay Calumangan, Bago City
Telfax: (034) 436-1932
PURCHASE REQUEST
Purchase Request: |  | EIC-025-2022 |  |  | Department: | EIC
Date Prepared: |  | 2022-01-28 |  |  | Dept. Code | EIC
Date Issued: |  | 2022-02-04 |  |  | Requestor: | Kennah Sasamoto
[5 empty] | Urgency No.: | 2
| Purpose: | EIC Consumables
| End-Use: | EIC / Electrical
Item No. | Qty | UOM | Part No. | Description |  | WH Stocks | Date Needed
1 | 1 | ft |  | Spaghetti tube insulation, 2.5mm |  |  | 2022-05-13
2 | 1 | ft |  | Spaghetti tube insulation, 3mm |  |  | 2022-05-13
3 | 10 | meters |  | Heat shrinkable tube, 1mm |  |  | 2022-05-13
4 | 10 | meters |  | Heat shrinkable tube, 2mm |  |  | 2022-05-13
5 | 10 | meters |  | Heat shrinkable tube, 4mm |  |  | 2022-05-13
6 | 10 | meters |  | Heat shrinkable tube, 6mm |  |  | 2022-05-13
7 | 20 | pc/s |  | Insulated terminal lugs, Size: 16-14 AWG, Fork type |  |  | 2022-05-13
8 | 20 | pc/s |  | Insulated terminal lugs, Size: 16-14 AWG, Pin type |  |  | 2022-05-13
9 | 20 | pc/s |  | Insulated terminal lugs, Size: 12-10 AWG, Fork type |  |  | 2022-05-13
10 | 20 | pc/s |  | Insulated terminal lugs, Size: 12-10 AWG, Pin type |  |  | 2022-05-13

## PR-366-2020
Central Negros Power Reliability, Inc.
(Main Office) 88 Corner Rizal-Mabini Sts. Bacolod City
(Plant Site) Purok San Jose, Barangay Calumangan, Bago City
Telfax: (034) 436-1932
PURCHASE REQUEST
Purchase Request: |  | PR-366-2020 |  |  | Department: | EIC
Date Prepared: |  | 2020-11-21 |  |  | Dept. Code | EIC
Date Issued: |  | 2020-11-24 |  |  | Requestor: | Rey Argawanon |  | System PR No.: EIC22-1154-CNPR-MNL
[5 empty] | Urgency No.: | 1
| Purpose: | Exciter Field Isolator Device Connection with AVR
| End-Use: | DG # 5 Exciter Field
Item No. | Qty | UOM | Part No. | Description |  | WH Stocks | Date Needed
1 | 1 | pc |  | Magnetic Contractor Schneider Electric, LC1D09BD Ratings: 9A, 24Vdc coil, TeSys D, 3NO, 4kW-- |  |  | 2022-05-06

## EIC-110-2022
Central Negros Power Reliability, Inc.
(Main Office) 88 Corner Rizal-Mabini Sts. Bacolod City
(Plant Site) Purok San Jose, Barangay Calumangan, Bago City
Telfax: (034) 436-1932
PURCHASE REQUEST
Purchase Request: |  | EIC-110-2022 |  |  | Department: | EIC
Date Prepared: |  | 2022-04-23 |  |  | Dept. Code | EIC
Date Issued: |  | 2022-04-26 |  |  | Requestor: | Rey Argawanon |  | System PR No.: EIC22-1155-CNPR-MNL
[5 empty] | Urgency No.: | 1
| Purpose: | Replacement of Erroneous Infrared Thermometer Reading Display
| End-Use: | DG Unit # 1-5 Motors and Control Panels
Item No. | Qty | UOM | Part No. | Description |  | WH Stocks | Date Needed
1 | 1 | unit |  | Infrared (IR) Thermometer, Water/Dust Resistant, IP 54, - 30°C - 650°C, Brand: FLUKE 62 Max + |  |  | 2022-05-02

## EIC-345-2021
Central Negros Power Reliability, Inc.
(Main Office) 88 Corner Rizal-Mabini Sts. Bacolod City
(Plant Site) Purok San Jose, Barangay Calumangan, Bago City
Telfax: (034) 436-1932
PURCHASE REQUEST
Purchase Request: |  | EIC-345-2021 |  |  | Department: | EIC
Date Prepared: |  | 2021-11-16 |  |  | Dept. Code | EIC
Date Issued: |  | 2021-11-18 |  |  | Requestor: | Mikko Golvio
[5 empty] | Urgency No.: | 1
| Purpose: | Spare Auxiliary Relay for DG Unit # 4 synchronizing Panel | [5 empty] | System PR No.: EIC22-1156-CNPR-MNL
| End-Use: | DG Unit # 4 Synchronizing Panel
Item No. | Qty | UOM | Part No. | Description |  | WH Stocks | Date Needed
1 | 6 | pcs |  | Auxiliary Relay, 30Vdc, 10A, 250Vac, 11 pins, coil voltage: 24Vdc |  |  | 2022-05-27

## PR-559-2019
Central Negros Power Reliability, Inc.
(Main Office) 88 Corner Rizal-Mabini Sts. Bacolod City
(Plant Site) Purok San Jose, Barangay Calumangan, Bago City
Telfax: (034) 436-1932
PURCHASE REQUEST
Purchase Request: |  | PR-559-2019 |  |  | Department: | EIC
Date Prepared: |  | 2019-10-31 |  |  | Dept. Code | EIC
Date Issued: |  | 2019-11-04 |  |  | Requestor: | Rey Argawanon
[5 empty] | Urgency No.: | 2 |  | System PR No.: EIC22-1157-CNPR-MNL
| Purpose: | Replacement of Defective Gauges
| End-Use: | DG Unit 3 Engine Panel
Item No. | Qty | UOM | Part No. | Description |  | WH Stocks | Date Needed
1 | 3 | pcs |  | Pressure Gauge, 3 1/2" Dial Face all Stainless Steel Material, Front Flange, 1/2" NPT Bottom Connection, Range 0-140 PSI / 0-10 Bar with Stainless Steel Adapter 1/4" x 1/2" NPT, Temperature Limit 300˚C |  |  | 2022-05-27

## EIC-063-2022
Central Negros Power Reliability, Inc.
(Main Office) 88 Corner Rizal-Mabini Sts. Bacolod City
(Plant Site) Purok San Jose, Barangay Calumangan, Bago City
Telfax: (034) 436-1932
PURCHASE REQUEST
Purchase Request: |  | EIC-063-2022 |  |  | Department: | EIC
Date Prepared: |  | 2022-03-09 |  |  | Dept. Code | EIC |  | System PR No.: EIC22-1158-CNPR-MNL
Date Issued: |  | 2022-03-12 |  |  | Requestor: | Rey Argawanon
[5 empty] | Urgency No.: | 1
| Purpose: | Replacement of Defective Valve | [5 empty] | RS Stock No.: 144-9024
| End-Use: | Starting Air Compressor Unit # 4
Item No. | Qty | UOM | Part No. | Description |  | WH Stocks | Date Needed
1 | 1 | pc |  | Solenoid Valve, ASCO Body Material: Brass Pipe size: 1/2" Hz: 50/60 Electrical connections: 1/2" conduit Min-Max. Operating Pressure: 3-7 bar Valve configuration: Normally closed Valve design: 2 way Media: Air/Inert Gas, Light oil and Water Voltage: 220/240 Vac |  |  | 2022-05-20

## EIC-025-2022 - WD 40
Central Negros Power Reliability, Inc.
(Main Office) 88 Corner Rizal-Mabini Sts. Bacolod City
(Plant Site) Purok San Jose, Barangay Calumangan, Bago City
Telfax: (034) 436-1932
PURCHASE REQUEST
Purchase Request: |  | EIC-025-2022 |  |  | Department: | EIC
Date Prepared: |  | 2022-01-28 |  |  | Dept. Code | EIC
Date Issued: |  | 2022-02-04 |  |  | Requestor: | Kennah Sasamoto
[5 empty] | Urgency No.: | 2 |  | System PR No.: EIC22-1159-CNPR-MNL
| Purpose: | EIC Consumables
| End-Use: | EIC / Electrical
Item No. | Qty | UOM | Part No. | Description |  | WH Stocks | Date Needed
1 | 2 | cans |  | WD40 Multi-purpose, 382ml |  |  | 2022-05-13

## EIC-025-2022 - contact
Central Negros Power Reliability, Inc.
(Main Office) 88 Corner Rizal-Mabini Sts. Bacolod City
(Plant Site) Purok San Jose, Barangay Calumangan, Bago City
Telfax: (034) 436-1932
PURCHASE REQUEST
Purchase Request: |  | EIC-025-2022 |  |  | Department: | EIC
Date Prepared: |  | 2022-01-28 |  |  | Dept. Code | EIC
Date Issued: |  | 2022-02-04 |  |  | Requestor: | Kennah Sasamoto
[5 empty] | Urgency No.: | 2 |  | System PR No.: EIC22-1164-CNPR-MNL
| Purpose: | EIC Consumables
| End-Use: | EIC / Electrical
Item No. | Qty | UOM | Part No. | Description |  | WH Stocks | Date Needed
1 | 2 | cans |  | Contact cleaner, 360ml |  |  | 2022-05-13

## EIC-304-2021 - WD 40
Central Negros Power Reliability, Inc.
(Main Office) 88 Corner Rizal-Mabini Sts. Bacolod City
(Plant Site) Purok San Jose, Barangay Calumangan, Bago City
Telfax: (034) 436-1932
PURCHASE REQUEST
Purchase Request: |  | EIC-304-2021 |  |  | Department: | EIC
Date Prepared: |  | 2021-09-22 |  |  | Dept. Code | EIC |  | System PR No.: EIC22-1160-CNPR-MNL
Date Issued: |  | 2021-09-30 |  |  | Requestor: | Kennah Sasamoto
[5 empty] | Urgency No.: | 2
| Purpose: | EIC Consumables
| End-Use: | EIC
Item No. | Qty | UOM | Part No. | Description |  | WH Stocks | Date Needed
1 | 2 | cans |  | WD40 Multi-purpose, 382ml |  |  | 2022-05-13

## EIC-304-2021 - contact
Central Negros Power Reliability, Inc.
(Main Office) 88 Corner Rizal-Mabini Sts. Bacolod City
(Plant Site) Purok San Jose, Barangay Calumangan, Bago City
Telfax: (034) 436-1932
PURCHASE REQUEST
Purchase Request: |  | EIC-304-2021 |  |  | Department: | EIC
Date Prepared: |  | 2021-09-22 |  |  | Dept. Code | EIC
Date Issued: |  | 2021-09-30 |  |  | Requestor: | Kennah Sasamoto |  | System PR No.: EIC22-1165-CNPR-MNL
[5 empty] | Urgency No.: | 2
| Purpose: | EIC Consumables
| End-Use: | EIC
Item No. | Qty | UOM | Part No. | Description |  | WH Stocks | Date Needed
1 | 2 | cans |  | Contact cleaner, 360ml |  |  | 2022-05-13

## EIC-080-2022 - WD 40
Central Negros Power Reliability, Inc.
(Main Office) 88 Corner Rizal-Mabini Sts. Bacolod City
(Plant Site) Purok San Jose, Barangay Calumangan, Bago City
Telfax: (034) 436-1932
PURCHASE REQUEST
Purchase Request: |  | EIC-080-2022 |  |  | Department: | EIC
Date Prepared: |  | 2022-03-31 |  |  | Dept. Code | EIC
Date Issued: |  | 2022-04-04 |  |  | Requestor: | Kennah Sasamoto |  | System PR No.: EIC22-1161-CNPR-MNL
[5 empty] | Urgency No.: | 2
| Purpose: | EIC Consumables
| End-Use: | EIC
Item No. | Qty | UOM | Part No. | Description |  | WH Stocks | Date Needed
1 | 2 | cans |  | WD40 Multi-purpose, 382ml |  |  | 2022-05-13

## EIC-080-2022 - contact
Central Negros Power Reliability, Inc.
(Main Office) 88 Corner Rizal-Mabini Sts. Bacolod City
(Plant Site) Purok San Jose, Barangay Calumangan, Bago City
Telfax: (034) 436-1932
PURCHASE REQUEST
Purchase Request: |  | EIC-080-2022 |  |  | Department: | EIC
Date Prepared: |  | 2022-03-31 |  |  | Dept. Code | EIC
Date Issued: |  | 2022-04-04 |  |  | Requestor: | Kennah Sasamoto |  | System PR No.: EIC22-1166-CNPR-MNL
[5 empty] | Urgency No.: | 2
| Purpose: | EIC Consumables
| End-Use: | EIC
Item No. | Qty | UOM | Part No. | Description |  | WH Stocks | Date Needed
1 | 2 | cans |  | Contact cleaner, 360ml |  |  | 2022-05-13

## EIC-080-2022 - lugs
Central Negros Power Reliability, Inc.
(Main Office) 88 Corner Rizal-Mabini Sts. Bacolod City
(Plant Site) Purok San Jose, Barangay Calumangan, Bago City
Telfax: (034) 436-1932
PURCHASE REQUEST
Purchase Request: |  | EIC-080-2022 |  |  | Department: | EIC
Date Prepared: |  | 2022-03-31 |  |  | Dept. Code | EIC
Date Issued: |  | 2022-04-04 |  |  | Requestor: | Kennah Sasamoto |  | System PR No.:
[5 empty] | Urgency No.: | 2
| Purpose: | EIC Consumables
| End-Use: | EIC
Item No. | Qty | UOM | Part No. | Description |  | WH Stocks | Date Needed
1 | 20 | pcs |  | Insulated terminal lugs, Size: 16-14 AWG, Pin type |  |  | 2022-08-31
2 | 20 | pcs |  | Insulated terminal lugs, Size: 12-10 AWG, Pin type |  |  | 2022-08-31

## EIC-052-2022 - WD 40
Central Negros Power Reliability, Inc.
(Main Office) 88 Corner Rizal-Mabini Sts. Bacolod City
(Plant Site) Purok San Jose, Barangay Calumangan, Bago City
Telfax: (034) 436-1932
PURCHASE REQUEST
Purchase Request: |  | EIC-052-2022 |  |  | Department: | EIC
Date Prepared: |  | 2022-02-28 |  |  | Dept. Code | EIC
Date Issued: |  | 2022-03-07 |  |  | Requestor: | Kennah Sasamoto
[5 empty] | Urgency No.: | 2 |  | System PR No.: EIC22-1162-CNPR-MNL
| Purpose: | EIC Consumables
| End-Use: | EIC
Item No. | Qty | UOM | Part No. | Description |  | WH Stocks | Date Needed
1 | 2 | cans |  | WD40 Multi-purpose, 382ml |  |  | 2022-05-13

## EIC-052-2022 - contact
Central Negros Power Reliability, Inc.
(Main Office) 88 Corner Rizal-Mabini Sts. Bacolod City
(Plant Site) Purok San Jose, Barangay Calumangan, Bago City
Telfax: (034) 436-1932
PURCHASE REQUEST
Purchase Request: |  | EIC-052-2022 |  |  | Department: | EIC
Date Prepared: |  | 2022-02-28 |  |  | Dept. Code | EIC
Date Issued: |  | 2022-03-07 |  |  | Requestor: | Kennah Sasamoto |  | System PR No.: EIC22-1167-CNPR-MNL
[5 empty] | Urgency No.: | 2
| Purpose: | EIC Consumables
| End-Use: | EIC
Item No. | Qty | UOM | Part No. | Description |  | WH Stocks | Date Needed
1 | 2 | cans |  | Contact cleaner, 360ml |  |  | 2022-05-13

## EIC-052-2022 - eic
Central Negros Power Reliability, Inc.
(Main Office) 88 Corner Rizal-Mabini Sts. Bacolod City
(Plant Site) Purok San Jose, Barangay Calumangan, Bago City
Telfax: (034) 436-1932
PURCHASE REQUEST
Purchase Request: |  | EIC-052-2022 |  |  | Department: | EIC
Date Prepared: |  | 2022-02-28 |  |  | Dept. Code | EIC
Date Issued: |  | 2022-03-07 |  |  | Requestor: | Kennah Sasamoto
[5 empty] | Urgency No.: | 2 |  | System PR No.: EIC22-1198-CNPR-MNL
| Purpose: | EIC Consumables
| End-Use: | EIC
Item No. | Qty | UOM | Part No. | Description |  | WH Stocks | Date Needed
1 | 1 | pack |  | Silica gel beads, color: blue, 3kls/pack |  |  | 2022-08-26
2 | 1 | pail |  | Stator winding cleaner, medium dry |  |  | 2022-08-26
3 | 2 | cans |  | Expanding spray foam w/ rodenticide |  |  | 2022-08-26
4 | 3 | cartridges |  | Brady wire marker tape Part Number: M21-750-595-YL |  |  | 2022-08-26
5 | 1 | ft |  | Spaghetti tube insulation, 2.5mm |  |  | 2022-08-26
6 | 1 | ft |  | Spaghetti tube insulation, 3mm |  |  | 2022-08-26
7 | 20 | pcs |  | Insulated terminal lugs, Size: 16-14 AWG, Fork type |  |  | 2022-08-26
8 | 20 | pcs |  | Insulated terminal lugs, Size: 12-10 AWG, Fork type |  |  | 2022-08-26
9 | 20 | pcs |  | Terminal lugs, 8mm2, short barrel, single hole |  |  | 2022-08-26
10 | 20 | pcs |  | Terminal lugs, 22mm2, short barrel, single hole |  |  | 2022-08-26
11 | 20 | pcs |  | Terminal lugs, 32mm2, short barrel, single hole |  |  | 2022-08-26

## ITS-102-2022
Central Negros Power Reliability, Inc.
(Main Office) 88 Corner Rizal-Mabini Sts. Bacolod City
(Plant Site) Purok San Jose, Barangay Calumangan, Bago City
Telfax: (034) 436-1932
PURCHASE REQUEST
Purchase Request: |  | ITS-102-2022 |  |  | Department: | IT Department - SITE
Date Prepared: |  | 2022-04-06 |  |  | Dept. Code | ITS
Date Issued: |  | 2022-04-06 |  |  | Requestor: | John Mark Delos Santos / Jushkyle Jambongana |  | System PR No.: ITS22-1163-CNPR-MNL
[5 empty] | Urgency No.: | 1
| Purpose: | Device Communication between DG4 2301E console to Woodward Configuration Software
| End-Use: | Rey Argawanon
Item No. | Qty | UOM | Part No. | Description |  | WH Stocks | Date Needed
1 | 2 | pcs |  | DT-500USB to RS232 Converter Cable. Brand: DTech, USB Compliant: 2.0, Transfer Rate: 1Mbps and up, Adapter Specification: Gold Plated 9-pin serial port |  |  | 2022-05-13

## EIC-039-2022
Central Negros Power Reliability, Inc.
(Main Office) 88 Corner Rizal-Mabini Sts. Bacolod City
(Plant Site) Purok San Jose, Barangay Calumangan, Bago City
Telfax: (034) 436-1932
PURCHASE REQUEST
Purchase Request: |  | EIC-039-2022 |  |  | Department: | Electrical/EIC
Date Prepared: |  | 2022-02-12 |  |  | Dept. Code | EIC
Date Issued: |  | 2022-02-17 |  |  | Requestor: | Rey Argawanon |  | System PR No.: EIC22-1168-CNPR-MNL
[5 empty] | Urgency No.: | 1
| Purpose: | Replacement on Substation Battery Bank, Battery Cell Due to Corroded Cell Connections and Terminals
| End-Use: | Substation Battery
Item No. | Qty | UOM | Part No. | Description |  | WH Stocks | Date Needed
1 | 10 | units |  | CELNED CSL VRLA Battery Model No.: CLS 12V/134AH |  |  | 2022-05-27

## EIC-134-2022
Central Negros Power Reliability, Inc.
(Main Office) 88 Corner Rizal-Mabini Sts. Bacolod City
(Plant Site) Purok San Jose, Barangay Calumangan, Bago City
Telfax: (034) 436-1932
PURCHASE REQUEST
Purchase Request: |  | EIC-134-2022 |  |  | Department: | Electrical/EIC
Date Prepared: |  | 2022-05-02 |  |  | Dept. Code | EIC
Date Issued: |  | 2022-05-10 |  |  | Requestor: | Rey Argawanon
[5 empty] | Urgency No.: | 1 |  | System PR No.: EIC22-1169-CNPR-MNL
| Purpose: | DG1 Raw Water Controller Conversion From DOL Wye-Delta
| End-Use: | DG Unit 1 Raw Water Controller
Item No. | Qty | UOM | Part No. | Description |  | WH Stocks | Date Needed
1 | 1 | pc/s |  | Timer Relay, LADR2, Schneider, 1NO + 1NC, Type: Off Delay, 1-30S |  |  | 2022-05-27
2 | 300 | meter/s |  | Copper Wire, 30mm2, THHN |  |  | 2022-05-27
3 | 12 | pc/s |  | Terminal lugs, 30mm2 wire size, short barrel |  |  | 2022-05-27
4 | 2 | pc/s |  | Magnetic contactor, Schneider, Model: LC1F330, 110Vac coil |  |  | 2022-05-27

## EIC-133-2022
Central Negros Power Reliability, Inc.
(Main Office) 88 Corner Rizal-Mabini Sts. Bacolod City
(Plant Site) Purok San Jose, Barangay Calumangan, Bago City
Telfax: (034) 436-1932
PURCHASE REQUEST
Purchase Request: |  | EIC-133-2022 |  |  | Department: | Electrical/EIC
Date Prepared: |  | 2022-05-04 |  |  | Dept. Code | EIC
Date Issued: |  | 2022-05-10 |  |  | Requestor: | Rey Argawanon
[5 empty] | Urgency No.: | 1 |  | System PR No.: EIC22-1170-CNPR-MNL
| Purpose: | Replacement of Defective Timer Relay at Overhead Crane Longdrive Motor
| End-Use: | Overhead Crane
Item No. | Qty | UOM | Part No. | Description |  | WH Stocks | Date Needed
1 | 1 | pc/s |  | Timer Relay, LADR2, Schneider, 1NO + 1NC, Type: Off Delay, 1-30S |  |  | 2022-05-27

## EIC-137-2022
Central Negros Power Reliability, Inc.
(Main Office) 88 Corner Rizal-Mabini Sts. Bacolod City
(Plant Site) Purok San Jose, Barangay Calumangan, Bago City
Telfax: (034) 436-1932
PURCHASE REQUEST
Purchase Request: |  | EIC-137-2022 |  |  | Department: | Electrical/EIC
Date Prepared: |  | 2022-05-07 |  |  | Dept. Code | EIC
Date Issued: |  | 2022-05-11 |  |  | Requestor: | Rey Argawanon
[5 empty] | Urgency No.: | 1
| Purpose: | Replacement of Defective Gauges on Engine Local Panel | [5 empty] | System PR No.: EIC22-1171-CNPR-MNL
| End-Use: | DG Unit #5 Engine Local Panel
Item No. | Qty | UOM | Part No. | Description |  | WH Stocks | Date Needed
1 | 5 | pc/s |  | Pressure Gauge, 3 " Dial face All SS material, open type case for reset calibration, liquid filled, back connection, range 0-140 psi/0-10 bars, with front flange for panel mounting, with SS adapter 1/4" x 1/2" NPT Model: 35-1009SWL-02L Brand: Ashcroft |  |  | 2022-05-27

## EIC-131-2022
Central Negros Power Reliability, Inc.
(Main Office) 88 Corner Rizal-Mabini Sts. Bacolod City
(Plant Site) Purok San Jose, Barangay Calumangan, Bago City
Telfax: (034) 436-1932
PURCHASE REQUEST
Purchase Request: |  | EIC-131-2022 |  |  | Department: | Electrical/EIC
Date Prepared: |  | 2022-04-30 |  |  | Dept. Code | EIC
Date Issued: |  | 2022-05-04 |  |  | Requestor: | Rey Argawanon |  | System PR No.: EIC22-1172-CNPR-MNL
[5 empty] | Urgency No.: | 1
| Purpose: | Additional Cooling Fan for Battery Charger
| End-Use: | New 24Vdc Battery Charger
Item No. | Qty | UOM | Part No. | Description |  | WH Stocks | Date Needed
1 | 1 | pc/s |  | Cooling Fan / Axial Compact Fan Brand: Ebmpapst, Model: DV 4650-470 Specs: 230Vac, 50/60Hz, 120/110mA, 19/18W Size: 120mm x 120mm x 38mm |  |  | 2022-05-27

## PR-054-2020
Central Negros Power Reliability, Inc.
(Main Office) 88 Corner Rizal-Mabini Sts. Bacolod City
(Plant Site) Purok San Jose, Barangay Calumangan, Bago City
Telfax: (034) 436-1932
PURCHASE REQUEST
Purchase Request: |  | PR-054-2020 |  |  | Department: | Operations & Maintenance
Date Prepared: |  | 2020-02-20 |  |  | Dept. Code | MAI
Date Issued: |  | 2020-02-20 |  |  | Requestor: | Alona Arroyo
[5 empty] | Urgency No.: | 1
| Purpose: | Preventive Maintenance Consumables for Heavy Fuel Oil Purifier | [5 empty] | System PR No.: MAI22-1173-CNPR-MNL
| End-Use: | Running Units (DG Unit 1 - 5)
Item No. | Qty | UOM | Part No. | Description |  | WH Stocks | Date Needed
1 | 1 | pail/s |  | Multicleaner, Uniliq, Water Based |  |  | 2022-05-27

## OPE-287-2021
Central Negros Power Reliability, Inc.
(Main Office) 88 Corner Rizal-Mabini Sts. Bacolod City
(Plant Site) Purok San Jose, Barangay Calumangan, Bago City
Telfax: (034) 436-1932
PURCHASE REQUEST
Purchase Request: |  | OPE-287-2021 |  |  | Department: | Operations
Date Prepared: |  | 2021-09-17 |  |  | Dept. Code | OPE
Date Issued: |  | 2021-09-17 |  |  | Requestor: | Alona Arroyo
[5 empty] | Urgency No.: | 1 |  | System PR No.: OPE22-1174-CNPR-MNL
| Purpose: | Consumables for Servicing of Pulled-out Pielstick Cylinder Heads from DG Unit 4
| End-Use: | Spare Pielstick Cylinder Heads for DG Unit 4 and 5
Item No. | Qty | UOM | Part No. | Description |  | WH Stocks | Date Needed
1 | 10 | cans |  | Grinding Compound, Grade: G, Grit 100, Extra Coarse, Brand: Shamrock |  |  | 2022-05-27
2 | 4 | cans |  | Grinding Compound, Grade: F, Grit 120, Coarse, Brand: Shamrock |  |  | 2022-05-27

## EIC-137-2021
Central Negros Power Reliability, Inc.
(Main Office) 88 Corner Rizal-Mabini Sts. Bacolod City
(Plant Site) Purok San Jose, Barangay Calumangan, Bago City
Telfax: (034) 436-1932
PURCHASE REQUEST
Purchase Request: |  | EIC-137-2021 |  |  | Department: | Electrical/EIC
Date Prepared: |  | 2021-05-20 |  |  | Dept. Code | EIC
Date Issued: |  | 2021-05-28 |  |  | Requestor: | Mikko Golvio
[5 empty] | Urgency No.: | 1 |  | System PR No.: EIC22-1175-CNPR-MNL
| Purpose: | Replacement on Defective Timer Contact
| End-Use: | DG Unit 3 Air Dryer Solenoid
Item No. | Qty | UOM | Part No. | Description |  | WH Stocks | Date Needed
1 | 1 | pc |  | Solenoid Timer, 220Vac |  |  | 2022-05-27

## EIC-025-2022 - SILICA
Central Negros Power Reliability, Inc.
(Main Office) 88 Corner Rizal-Mabini Sts. Bacolod City
(Plant Site) Purok San Jose, Barangay Calumangan, Bago City
Telfax: (034) 436-1932
PURCHASE REQUEST
Purchase Request: |  | EIC-025-2022 |  |  | Department: | EIC
Date Prepared: |  | 2022-01-28 |  |  | Dept. Code | EIC
Date Issued: |  | 2022-02-04 |  |  | Requestor: | Kennah Sasamoto |  | System PR No.: EIC22-1176-CNPR-MNL
[5 empty] | Urgency No.: | 2
| Purpose: | EIC Consumables
| End-Use: | EIC / Electrical
Item No. | Qty | UOM | Part No. | Description |  | WH Stocks | Date Needed
1 | 2 | pack/s |  | Silica gel beads, color: blue, 3kls/pack |  |  | 2022-05-27

## EIC-198-2021
Central Negros Power Reliability, Inc.
(Main Office) 88 Corner Rizal-Mabini Sts. Bacolod City
(Plant Site) Purok San Jose, Barangay Calumangan, Bago City
Telfax: (034) 436-1932
PURCHASE REQUEST
Purchase Request: |  | EIC-198-2021 |  |  | Department: | Electrical/EIC
Date Prepared: |  | 2021-07-01 |  |  | Dept. Code | EIC
Date Issued: |  | 2021-07-02 |  |  | Requestor: | Rey Argawanon |  | System PR No.: EIC22-1177-CNPR-MNL
[5 empty] | Urgency No.: | 1
| Purpose: | Phase Monitoring of MCC Sulzer Auxiliary
| End-Use: | MCC Sulzer Auxiliary Units 1-3
Item No. | Qty | UOM | Part No. | Description |  | WH Stocks | Date Needed
1 | 2 | pc/s |  | Selector Switch, 2 position, 22mmØ |  |  | 2022-05-27
2 | 6 | pc/s |  | Auxiliary Relay Omron Spec: LY4N, 14pins, 125 Vdc coil |  |  | 2022-05-27
3 | 1 | pc/s |  | LED strobe rotating warning light siren with strong magnetic base Specs: 220Vac Decibels: 80dB Wattage: 10W Model: LTD-1101J |  |  | 2022-05-27

## EIC-189-2021
Central Negros Power Reliability, Inc.
(Main Office) 88 Corner Rizal-Mabini Sts. Bacolod City
(Plant Site) Purok San Jose, Barangay Calumangan, Bago City
Telfax: (034) 436-1932
PURCHASE REQUEST
Purchase Request: |  | EIC-189-2021 |  |  | Department: | Electrical/EIC
Date Prepared: |  | 2021-06-23 |  |  | Dept. Code | EIC
Date Issued: |  | 2021-06-30 |  |  | Requestor: | Rey Argawanon |  | System PR No.: EIC22-1178-CNPR-MNL
[5 empty] | Urgency No.: | 1
| Purpose: | Lube Oil Separator Heatpac Heater Controller Installation
| End-Use: | DG Unit 5 Lube Oil Separator
Item No. | Qty | UOM | Part No. | Description |  | WH Stocks | Date Needed
1 | 4 | pc/s |  | Auxiliary relay with socket Brand: Schneider electric, Model: RXM4LB2P7 No. of Pins: 14, Coil voltage: 230Volts, 60Hz |  |  | 2022-05-27
2 | 6 | pc/s |  | Indicating light with base Brand: Schneider Electric, Model: ZB5AV043 Color: Red, 230 volts Mounting diameter: 22mm |  |  | 2022-05-27
3 | 6 | pc/s |  | Indicating light with base Brand: Schneider Electric, Model: ZB5AV033 Color: Green, 230 volts Mounting diameter: 22mm |  |  | 2022-05-27
4 | 3 | set/s |  | Selector Switch Brand: Schneider, 2 pos. ON/OFF Model: ZBE-101 |  |  | 2022-05-27
5 | 2 | pc/s |  | Magnetic Contactor Brand: Schneider Electric Model: LC1D80, 2NO/2NC Coil Voltage: 230 Vac, 60Hz No. of Poles: 3, Din rail mounted |  |  | 2022-05-27

## EIC-049-2022
Central Negros Power Reliability, Inc.
(Main Office) 88 Corner Rizal-Mabini Sts. Bacolod City
(Plant Site) Purok San Jose, Barangay Calumangan, Bago City
Telfax: (034) 436-1932
PURCHASE REQUEST
Purchase Request: |  | EIC-049-2022 |  |  | Department: | Electrical/EIC
Date Prepared: |  | 2022-02-28 |  |  | Dept. Code | EIC
Date Issued: |  | 2022-03-01 |  |  | Requestor: | Rey Argawanon
[5 empty] | Urgency No.: | 1 |  | System PR No.: EIC22-1179-CNPR-MNL
| Purpose: | Replacement of Defective Contactor
| End-Use: | Deep Well
Item No. | Qty | UOM | Part No. | Description |  | WH Stocks | Date Needed
1 | 1 | pc/s |  | Magnetic Contactor, LC1D32M7, 220V coil, 1 NO + 1 NC |  |  | 2022-05-31

## EIC-191-2021
Central Negros Power Reliability, Inc.
(Main Office) 88 Corner Rizal-Mabini Sts. Bacolod City
(Plant Site) Purok San Jose, Barangay Calumangan, Bago City
Telfax: (034) 436-1932
PURCHASE REQUEST
Purchase Request: |  | EIC-191-2021 |  |  | Department: | Electrical/EIC
Date Prepared: |  | 2021-06-21 |  |  | Dept. Code | EIC
Date Issued: |  | 2021-06-30 |  |  | Requestor: | Rey Argawanon
[5 empty] | Urgency No.: | 1
| Purpose: | Fuel Module Heatpac Heater Controller Installation
| End-Use: | DG Unit 5 Fuel Module | [5 empty] | System PR No.: EIC22-1180-CNPR-MNL
Item No. | Qty | UOM | Part No. | Description |  | WH Stocks | Date Needed
1 | 4 | pc/s |  | Auxiliary relay with socket Brand: Schneider electric, Model: RXM4LB2P7 No. of Pins: 14, Coil voltage: 230Volts, 60Hz |  |  | 2022-05-31
2 | 6 | pc/s |  | Indicating light with base Brand: Schneider Electric, Model: ZB5AV043 Color: Red, 230 volts Mounting diameter: 22mm |  |  | 2022-05-31
3 | 6 | pc/s |  | Indicating light with base Brand: Schneider Electric, Model: ZB5AV033 Color: Green, 230 volts Mounting diameter: 22mm |  |  | 2022-05-31
4 | 3 | set/s |  | Selector Switch Brand: Schneider, 2 pos. ON/OFF Model: ZBE-101 |  |  | 2022-05-31
5 | 2 | pc/s |  | Magnetic Contactor Brand: Schneider Electric Model: LC1D80, 2NO/2NC Coil Voltage: 230 Vac, 60Hz No. of Poles: 3, Din rail mounted |  |  | 2022-05-31

## EIC-131-2022
Central Negros Power Reliability, Inc.
(Main Office) 88 Corner Rizal-Mabini Sts. Bacolod City
(Plant Site) Purok San Jose, Barangay Calumangan, Bago City
Telfax: (034) 436-1932
PURCHASE REQUEST
Purchase Request: |  | EIC-131-2022 |  |  | Department: | Electrical/EIC
Date Prepared: |  | 2022-04-30 |  |  | Dept. Code | EIC
Date Issued: |  | 2021-05-04 |  |  | Requestor: | Rey Argawanon
[5 empty] | Urgency No.: | 1 |  | System PR No.: EIC22-1181-CNPR-MNL
| Purpose: | Additional Cooling Fan for Battery Charger
| End-Use: | New 24Vdc Battery Charger
Item No. | Qty | UOM | Part No. | Description |  | WH Stocks | Date Needed
1 | 1 | pc/s |  | Cooling Fan / Axial Compact Fan Brand: Ebmpapst, Model: DV 4650-470 Specs: 230Vac, 50/60Hz, 120/110mA, 19/18W Size: 120mm x 120mm x 38mm |  |  | 2022-06-03

## PR-407-2019
Central Negros Power Reliability, Inc.
(Main Office) 88 Corner Rizal-Mabini Sts. Bacolod City
(Plant Site) Purok San Jose, Barangay Calumangan, Bago City
Telfax: (034) 436-1932
PURCHASE REQUEST
Purchase Request: |  | PR-407-2019 |  |  | Department: | Electrical/EIC
Date Prepared: |  | 2019-07-23 |  |  | Dept. Code | EIC
Date Issued: |  | 2019-07-23 |  |  | Requestor: | Rey Argawanon
[5 empty] | Urgency No.: | 1 |  | System PR No.: EIC22-1182-CNPR-MNL
| Purpose: | Installation and Lay-out of Feeder for Sludge Tank Heater
| End-Use: | Sludge Tank Heater
Item No. | Qty | UOM | Part No. | Description |  | WH Stocks | Date Needed
1 | 300 | meters |  | Cable THHN 30mm² |  |  | 2022-06-17

## EIC-190-2021
Central Negros Power Reliability, Inc.
(Main Office) 88 Corner Rizal-Mabini Sts. Bacolod City
(Plant Site) Purok San Jose, Barangay Calumangan, Bago City
Telfax: (034) 436-1932
PURCHASE REQUEST
Purchase Request: |  | EIC-190-2021 |  |  | Department: | Electrical/EIC
Date Prepared: |  | 2021-06-23 |  |  | Dept. Code | EIC
Date Issued: |  | 2021-06-30 |  |  | Requestor: | Rey Argawanon
[5 empty] | Urgency No.: | 1 |  | System PR No.: EIC22-1183-CNPR-MNL
| Purpose: | Replacement of Busted Breaker Status Indicating Lamp
| End-Use: | DG Unit 5 Synchronizing Panel
Item No. | Qty | UOM | Part No. | Description |  | WH Stocks | Date Needed
1 | 6 | pcs |  | Indicating lamp/Pilot lamp Model: AD22-22DS, 24V AC/DC, 22mm Color: Green |  |  | 2022-06-17
2 | 6 | pcs |  | Indicating lamp/Pilot lamp AD22-22DS, 24V AC/DC, 22mm Color: Red |  |  | 2022-06-17

## ITS-156-2022
Central Negros Power Reliability, Inc.
(Main Office) 88 Corner Rizal-Mabini Sts. Bacolod City
(Plant Site) Purok San Jose, Barangay Calumangan, Bago City
Telfax: (034) 436-1932
PURCHASE REQUEST
Purchase Request: |  | ITS-156-2022 |  |  | Department: | IT Department - SITE
Date Prepared: |  | 2022-06-08 |  |  | Dept. Code | ITS
Date Issued: |  | 2022-06-08 |  |  | Requestor: | John Mark De Los Santos
[5 empty] | Urgency No.: | 1 |  | System PR No.: ITS22-1184-CNPR-MNL
| Purpose: | For Replacement of Damage POE Switch Power Supply Adaptor
| End-Use: | Bago Site (Control Room)
Item No. | Qty | UOM | Part No. | Description |  | WH Stocks | Date Needed
1 | 1 | pc |  | Switching Power Supply, Brand: Fuyuang, Model: FY5102000 Input: 100-240V ~ 50/60Hz 1.5A 150VA, Output: 51VA === 2A |  |  | 2022-06-24

## ITS-157-2022
Central Negros Power Reliability, Inc.
(Main Office) 88 Corner Rizal-Mabini Sts. Bacolod City
(Plant Site) Purok San Jose, Barangay Calumangan, Bago City
Telfax: (034) 436-1932
PURCHASE REQUEST
Purchase Request: |  | ITS-157-2022 |  |  | Department: | IT Department - SITE
Date Prepared: |  | 2022-06-08 |  |  | Dept. Code | ITS
Date Issued: |  | 2022-06-08 |  |  | Requestor: | John Mark De Los Santos
[5 empty] | Urgency No.: | 1 |  | System PR No.: ITS22-1185-CNPR-MNL
| Purpose: | Replace Damage POE Switch (4 ports)
| End-Use: | Connection for Smoke Stack CCTV Camera
Item No. | Qty | UOM | Part No. | Description |  | WH Stocks | Date Needed
1 | 1 | pc |  | POE Switch, Brand: TP Link, Model: S20-04E1CF, Type: 4 Ports |  |  | 2022-06-24

## EIC-331-2021
Central Negros Power Reliability, Inc.
(Main Office) 88 Corner Rizal-Mabini Sts. Bacolod City
(Plant Site) Purok San Jose, Barangay Calumangan, Bago City
Telfax: (034) 436-1932
PURCHASE REQUEST
Purchase Request: |  | EIC-331-2021 |  |  | Department: | EIC
Date Prepared: |  | 2022-10-08 |  |  | Dept. Code | EIC
Date Issued: |  | 2022-10-08 |  |  | Requestor: | Rey Argawanon
[5 empty] | Urgency No.: | 1 |  | System PR No.: EIC22-1186-CNPR-MNL
| Purpose: | Spare Magnetic Pick-up for Speed Actuator
| End-Use: | DG Units 4 & 5
Item No. | Qty | UOM | Part No. | Description |  | WH Stocks | Date Needed
1 | 2 | pcs |  | Magnetic Pick up, Voltage Output - 10V, Resistance (Max) 1200 ohms, Dimensions: X = 101.6mm (4.0"), Y =129-.5mm (5.1), Part No.: DYNT-15200 |  |  | 2022-10-10

## OPE-149-2022
Central Negros Power Reliability, Inc.
(Main Office) 88 Corner Rizal-Mabini Sts. Bacolod City
(Plant Site) Purok San Jose, Barangay Calumangan, Bago City
Telfax: (034) 436-1932
PURCHASE REQUEST
Purchase Request: |  | OPE-149-2022 |  |  | Department: | Operations
Date Prepared: |  | 2022-05-28 |  |  | Dept. Code | OPE
Date Issued: |  | 2022-05-28 |  |  | Requestor: | Alona Arroyo
[5 empty] | Urgency No.: | 1 |  | System PR No.: OPE22-1187-CNPR-MNL
| Purpose: | Operations and Maintenance Consumables
| End-Use: | Running Units (Units 1-5)
Item No. | Qty | UOM | Part No. | Description |  | WH Stocks | Date Needed
1 | 4 | cans |  | Crack Detector, Magnaflux, Spotcheck SKL-SP2 Penetrant, Net Weight : 300g / 10.5 oz |  |  | 2022-07-13
2 | 4 | cans |  | Crack Detector, Magnaflux, Spotcheck SKD-S2 Developer, Net Weight : 300g / 10.5 oz |  |  | 2022-07-13

## OPE-131-2022
Central Negros Power Reliability, Inc.
(Main Office) 88 Corner Rizal-Mabini Sts. Bacolod City
(Plant Site) Purok San Jose, Barangay Calumangan, Bago City
Telfax: (034) 436-1932
PURCHASE REQUEST
Purchase Request: |  | OPE-131-2021 |  |  | Department: | Operations
Date Prepared: |  | 2021-05-21 |  |  | Dept. Code | OPE
Date Issued: |  | 2021-05-21 |  |  | Requestor: | Alona Arroyo
[5 empty] | Urgency No.: | 1 |  | System PR No.: OPE22-1188-CNPR-MNL
| Purpose: | Consumable for Repair of Turbocharger Parts
| End-Use: | Spare Pielstick Turbocharger (DG Unit 4 and 5)
Item No. | Qty | UOM | Part No. | Description |  | WH Stocks | Date Needed
1 | 2 | kgs |  | Electrode, Welding, 1/8", Cast Iron NC-100, Nihonweld |  |  | 2022-07-08
2 | 2 | kgs |  | Electrode, Welding, 1/8", Cast Iron NC-50, Nihonweld |  |  | 2022-07-08

## SUPPLIES - JULY
Central Negros Power Reliability, Inc.
(Main Office) 88 Corner Rizal-Mabini Sts. Bacolod City
(Plant Site) Purok San Jose, Barangay Calumangan, Bago City
Telfax: (034) 436-1932
PURCHASE REQUEST
Purchase Request: |  |  |  |  | Department: | Manila Office Admin
Date Prepared: |  | 2022-07-01 |  |  | Dept. Code | MOA
Date Issued: |  | 2022-07-01 |  |  | Requestor: | Joana Marie Cosico
[5 empty] | Urgency No.: | 1 |  | System PR No.: MOA22-1189-CNPR-MNL
| Purpose: | Manila Office Supplies
| End-Use: | For the month of July
Item No. | Qty | UOM | Part No. | Description |  | WH Stocks | Date Needed
1 | 10 | reams |  | HARD COPY Short Bond Paper, Sub 20 |  |  | 2022-07-08
2 | 20 | pc/s |  | Long Brown Expandable Envelope, Brand: Kraft |  |  | 2022-07-08
3 | 1 | box |  | Max Staple Wire #35 |  |  | 2022-07-08
4 | 1 | pc/s |  | VECO Steno Notebook 60 pages |  |  | 2022-07-08
5 | 5 | pc/s |  | Packaging Tape - Transparent - 2" x 100 |  |  | 2022-07-08
6 | 5 | pc/s |  | Scotch Tape 1" x 50, Brand: Crocodile |  |  | 2022-07-08
7 | 10 | pc/s |  | HBW Matrix OG-5, Black |  |  | 2022-07-08
8 | 20 | pc/s |  | Short Brown Envelope 200lbs |  |  | 2022-07-08
9 | 20 | pc/s |  | Long Brown Envelope 200lbs. |  |  | 2022-07-08
10 | 10 | pc/s |  | Long L-type Clear Folder |  |  | 2022-07-08

## OPE-075-2022
Central Negros Power Reliability, Inc.
(Main Office) 88 Corner Rizal-Mabini Sts. Bacolod City
(Plant Site) Purok San Jose, Barangay Calumangan, Bago City
Telfax: (034) 436-1932
PURCHASE REQUEST
Purchase Request: |  | OPE-075-2022 |  |  | Department: | Operations
Date Prepared: |  | 2022-03-24 |  |  | Dept. Code | OPE
Date Issued: |  | 2022-03-24 |  |  | Requestor: | AB Ortega
[5 empty] | Urgency No.: | 1 |  | System PR No.: OPE22-1190-CNPR-MNL
| Purpose: | Water Softener Tank Installation Fittings
| End-Use: | Water Softener Unit
Item No. | Qty | UOM | Part No. | Description |  | WH Stocks | Date Needed
1 | 1 | pc |  | Water Pressure Relief Valve 1 1/2", 8.0 Bars |  |  | 2022-07-15

## EIC-187-2021
Central Negros Power Reliability, Inc.
(Main Office) 88 Corner Rizal-Mabini Sts. Bacolod City
(Plant Site) Purok San Jose, Barangay Calumangan, Bago City
Telfax: (034) 436-1932
PURCHASE REQUEST
Purchase Request: |  | EIC-187-2021 |  |  | Department: | Electrical/EIC
Date Prepared: |  | 2021-06-22 |  |  | Dept. Code | EIC
Date Issued: |  | 2021-06-30 |  |  | Requestor: | Kennah Sasamoto
[5 empty] | Urgency No.: | 1 |  | System PR No.: EIC22-1191-CNPR-MNL
| Purpose: | EIC Consumables
| End-Use: | EIC
Item No. | Qty | UOM | Part No. | Description |  | WH Stocks | Date Needed
1 | 2 | cans |  | Contact cleaner, 360ml |  |  | 2022-07-22
2 | 20 | pc/s |  | Insulated terminal lugs Size: 16-14 AWG, Pin type |  |  | 2022-07-22
3 | 20 | pc/s |  | Insulated terminal lugs Size: 12-10 AWG, Pin type |  |  | 2022-07-22
4 | 2 | pc/s |  | HSS Hole saw tooth drill bit, stainless steel, for metal, 'size: 22mm |  |  | 2022-07-22
5 | 1 | pc/s |  | HSS Hole saw tooth drill bit, stainless steel, for metal, size: 26mm |  |  | 2022-07-22
6 | 1 | pc/s |  | HSS Hole saw tooth drill bit, stainless steel, for metal, size: 32mm |  |  | 2022-07-22

## OPE-323-2021
Central Negros Power Reliability, Inc.
(Main Office) 88 Corner Rizal-Mabini Sts. Bacolod City
(Plant Site) Purok San Jose, Barangay Calumangan, Bago City
Telfax: (034) 436-1932
PURCHASE REQUEST
Purchase Request: |  | OPE-323-2021 |  |  | Department: | Operations
Date Prepared: |  | 2021-10-08 |  |  | Dept. Code | OPE
Date Issued: |  | 2021-10-08 |  |  | Requestor: | Godfrey Samano
[5 empty] | Urgency No.: | 1 |  | System PR No.: OPE22-1192-CNPR-MNL
| Purpose: | Spare Chain Coupling for Lube Oil Priming Pump
| End-Use: | DG Units 4 and 5
Item No. | Qty | UOM | Part No. | Description |  | WH Stocks | Date Needed
1 | 2 | pcs |  | Standard Chain Coupling complete with casing, Brand: KANA, KC-5018 |  |  | 2022-07-29

## HAS-181-2022
Central Negros Power Reliability, Inc.
(Main Office) 88 Corner Rizal-Mabini Sts. Bacolod City
(Plant Site) Purok San Jose, Barangay Calumangan, Bago City
Telfax: (034) 436-1932
PURCHASE REQUEST
Purchase Request: |  | HAS-181-2022 |  |  | Department: | Safety
Date Prepared: |  | 2021-07-07 |  |  | Dept. Code | HAS
Date Issued: |  | 2021-07-11 |  |  | Requestor: | Ricky Madeja / Analyn Sulig
[5 empty] | Urgency No.: | 1 |  | System PR No.: HAS22-1193-CNPR-MNL
| Purpose: | For PPE's Safety Shoes Men's Issuance (Supersede)
| End-Use: | Plant Personnel
Item No. | Qty | UOM | Part No. | Description |  | WH Stocks | Date Needed
1 | 1 | pair/s |  | Euro Size: 39 Mens High Cut Safety Shoes, Oil Water Resistance Safety Boots, Anti Static Non Slip Work Shoes, Steel Toe Puncture proof |  |  | 2022-08-12
2 | 3 | pair/s |  | Euro Size: 40 Mens High Cut Safety Shoes, Oil Water Resistance Safety Boots, Anti Static Non Slip Work Shoes, Steel Toe Puncture proof |  |  | 2022-08-12
3 | 15 | pair/s |  | Euro Size: 41 Mens High Cut Safety Shoes, Oil Water Resistance Safety Boots, Anti Static Non Slip Work Shoes, Steel Toe Puncture proof |  |  | 2022-08-12
4 | 3 | pair/s |  | Euro Size: 42 Mens High Cut Safety Shoes, Oil Water Resistance Safety Boots, Anti Static Non Slip Work Shoes, Steel Toe Puncture proof |  |  | 2022-08-12
5 | 7 | pair/s |  | Euro Size: 43 Mens High Cut Safety Shoes, Oil Water Resistance Safety Boots, Anti Static Non Slip Work Shoes, Steel Toe Puncture proof |  |  | 2022-08-12
6 | 1 | pair/s |  | Euro Size: 44 Mens High Cut Safety Shoes, Oil Water Resistance Safety Boots, Anti Static Non Slip Work Shoes, Steel Toe Puncture proof |  |  | 2022-08-12
7 | 1 | pair/s |  | Euro Size: 45 Mens High Cut Safety Shoes, Oil Water Resistance Safety Boots, Anti Static Non Slip Work Shoes, Steel Toe Puncture proof |  |  | 2022-08-12

## HAS-182-2022
Central Negros Power Reliability, Inc.
(Main Office) 88 Corner Rizal-Mabini Sts. Bacolod City
(Plant Site) Purok San Jose, Barangay Calumangan, Bago City
Telfax: (034) 436-1932
PURCHASE REQUEST
Purchase Request: |  | HAS-182-2022 |  |  | Department: | Safety
Date Prepared: |  | 2021-07-07 |  |  | Dept. Code | HAS
Date Issued: |  | 2021-07-11 |  |  | Requestor: | Ricky Madeja / Analyn Sulig
[5 empty] | Urgency No.: | 1 |  | System PR No.: HAS22-1194-CNPR-MNL
| Purpose: | For PPE's Safety Shoes Women's Issuance (Supersede)
| End-Use: | Plant Personnel
Item No. | Qty | UOM | Part No. | Description |  | WH Stocks | Date Needed
1 | 1 | pair/s |  | Euro Size 35 Lowcut Ladies Safety Shoes |  |  | 2022-08-12
2 | 5 | pair/s |  | Euro Size 36 Lowcut Ladies Safety Shoes |  |  | 2022-08-12
3 | 2 | pair/s |  | Euro Size 37 Lowcut ladies Safety Shoes |  |  | 2022-08-12
4 | 3 | pair/s |  | Euro Size 39 Lowcut ladies Safety Shoes |  |  | 2022-08-12
5 | 3 | pair/s |  | Euro Size 40 Lowcut ladies Safety Shoes |  |  | 2022-08-12

## HAS-183-2022
Central Negros Power Reliability, Inc.
(Main Office) 88 Corner Rizal-Mabini Sts. Bacolod City
(Plant Site) Purok San Jose, Barangay Calumangan, Bago City
Telfax: (034) 436-1932
PURCHASE REQUEST
Purchase Request: |  | HAS-183-2022 |  |  | Department: | Safety
Date Prepared: |  | 2021-07-13 |  |  | Dept. Code | HAS
Date Issued: |  | 2021-07-14 |  |  | Requestor: | Ricky Madeja / Analyn Sulig
[5 empty] | Urgency No.: | 1 |  | System PR No.: HAS22-1195-CNPR-MNL
| Purpose: | Additional for PPE's Safety Shoes Men's Issuance
| End-Use: | Kelwin Sarcauga
Item No. | Qty | UOM | Part No. | Description |  | WH Stocks | Date Needed
1 | 1 | pair/s |  | Euro Size: 41 Mens High Cut Safety Shoes, Oil Water Resistance Safety Boots, Anti Static Non Slip Work Shoes, Steel Toe Puncture proof |  |  | 2022-08-12

## OPE-178-2021
Central Negros Power Reliability, Inc.
(Main Office) 88 Corner Rizal-Mabini Sts. Bacolod City
(Plant Site) Purok San Jose, Barangay Calumangan, Bago City
Telfax: (034) 436-1932
PURCHASE REQUEST
Purchase Request: |  | OPE-178-2021 |  |  | Department: | Operations
Date Prepared: |  | 2021-05-27 |  |  | Dept. Code | OPE
Date Issued: |  | 2021-05-27 |  |  | Requestor: | Godfrey Samano
[5 empty] | Urgency No.: | 1 |  | System PR No.: OPE22-1196-CNPR-MNL
| Purpose: | 3000 R-hrs Preventive Maintenance Requirement
| End-Use: | DG Unit 5
Item No. | Qty | UOM | Part No. | Description |  | WH Stocks | Date Needed
1 | 10 | sheets |  | Gasket, Compressed , Wire Braided, 4' x 4' x 1/8" |  |  | 2022-08-31
2 | 5 | pcs |  | Tape, Teflon, 1/2" x 260", Yellow Gas Line (High Heat) PTFE Pipe Thread Seal Tape |  |  | 2022-08-31
3 | 1 | pail |  | Cleaner, Stator Winding, Fast Dry (15 liters only for this PR) |  |  | 2022-08-31
4 | 1 | pail |  | Cleaner, Stator Winding, Medium dry (5 liters only for this PR) |  |  | 2022-08-31
5 | 1 | pack |  | Tie, Mounting, 1" x 1" |  |  | 2022-08-31

## OPE-178-2021-Bulb
Central Negros Power Reliability, Inc.
(Main Office) 88 Corner Rizal-Mabini Sts. Bacolod City
(Plant Site) Purok San Jose, Barangay Calumangan, Bago City
Telfax: (034) 436-1932
PURCHASE REQUEST
Purchase Request: |  | OPE-178-2021 |  |  | Department: | Operations
Date Prepared: |  | 2021-05-27 |  |  | Dept. Code | OPE
Date Issued: |  | 2021-05-27 |  |  | Requestor: | Godfrey Samano
[5 empty] | Urgency No.: | 1 |  | System PR No.: OPE22-1218-CNPR-MNL
| Purpose: | 3000 R-hrs Preventive Maintenance Requirement
| End-Use: | DG Unit 5
Item No. | Qty | UOM | Part No. | Description |  | WH Stocks | Date Needed
1 | 4 | pcs |  | Bulb Pilot, 5 W, 125 VDC |  |  | 2022-11-11
2 | 4 | pcs |  | Bulb Pilot, 5 W, 125 VAC |  |  | 2022-11-11
3 | 2 | cans |  | Varnish, Electrical Insulating Red Varnish |  |  | 2022-11-11

## EIC-169-2021
Central Negros Power Reliability, Inc.
(Main Office) 88 Corner Rizal-Mabini Sts. Bacolod City
(Plant Site) Purok San Jose, Barangay Calumangan, Bago City
Telfax: (034) 436-1932
PURCHASE REQUEST
Purchase Request: |  | EIC-169-2021 |  |  | Department: | E&IC
Date Prepared: |  | 2021-06-08 |  |  | Dept. Code | EIC
Date Issued: |  | 2021-06-08 |  |  | Requestor: | Rey Argawanon
[5 empty] | Urgency No.: | 1 |  | System PR No.: EIC22-1197-CNPR-MNL
| Purpose: | Material and Consumable for Motor Control Installation
| End-Use: | HFO Recovery System
Item No. | Qty | UOM | Part No. | Description |  | WH Stocks | Date Needed
1 | 1 | pc |  | Voltmeter, Brand: Tokoyama, Range: 0-600 V, Class: 2.5, Size: 80 mm x 80 mm |  |  | 2022-08-31
2 | 1 | pc |  | Ammeter, Brand: Tokoyama, Range: 0-75 Amp, Class: 2.5, Ratio: 75:5, Size: 80 mm x 80 mm |  |  | 2022-08-31
3 | 1 | pc |  | Current Transformer, Brand: Yokohama, Burden: 1.5 VA, Ratio: 75:5, Type: Ring/Donut, Maximum Rated Voltage: 600 V, Polarity: Subtractive |  |  | 2022-08-31

## FLM-155-2022
Central Negros Power Reliability, Inc.
(Main Office) 88 Corner Rizal-Mabini Sts. Bacolod City
(Plant Site) Purok San Jose, Barangay Calumangan, Bago City
Telfax: (034) 436-1932
PURCHASE REQUEST
Purchase Request: |  | FLM-155-2022 |  |  | Department: | Fuel & Lube Management
Date Prepared: |  | 2022-06-08 |  |  | Dept. Code | FLM
Date Issued: |  | 2022-06-14 |  |  | Requestor: | Fleur de Liz Ambong
[5 empty] | Urgency No.: | 1 |  | System PR No.: FLM22-1199-CNPR-MNL
| Purpose: | For O & M Consumables (Top-up)
| End-Use: | Running Units ( DG Unit 1, 2, 3, 4 & 5 ) Starting Air & Control Air Compressor
Item No. | Qty | UOM | Part No. | Description |  | WH Stocks | Date Needed
1 | 1 | pail |  | Shell Corena S4 P 100 |  |  | 2022-08-26

## EIC-289-2021
Central Negros Power Reliability, Inc.
(Main Office) 88 Corner Rizal-Mabini Sts. Bacolod City
(Plant Site) Purok San Jose, Barangay Calumangan, Bago City
Telfax: (034) 436-1932
PURCHASE REQUEST
Purchase Request: |  | EIC-289-2021 |  |  | Department: | E&IC
Date Prepared: |  | 2021-09-17 |  |  | Dept. Code | EIC
Date Issued: |  | 2021-09-17 |  |  | Requestor: | Rey Argawanon
[5 empty] | Urgency No.: | 1 |  | System PR No.: EIC22-1201-CNPR-MNL
| Purpose: | Replacement and Spare for Lube Oil Purifier
| End-Use: | LOP Unit 1
Item No. | Qty | UOM | Part No. | Description |  | WH Stocks | Date Needed
1 | 2 | pcs |  | Trafag Pressure Switch, IP Protection 165; Type: 900.2376.903; Range 0-4 Bars, 0-0.04 MPa; Pmax: 12 Bars (2 kg/cm²)/1.2 MPa, 250 VAC/15 (1.25) A, 30 VDC/15 (1.5) A |  |  | 2022-08-31

## OPE-080-2021
Central Negros Power Reliability, Inc.
(Main Office) 88 Corner Rizal-Mabini Sts. Bacolod City
(Plant Site) Purok San Jose, Barangay Calumangan, Bago City
Telfax: (034) 436-1932
PURCHASE REQUEST
Purchase Request: |  | OPE-080-2021 |  |  | Department: | Operation
Date Prepared: |  | 2021-03-13 |  |  | Dept. Code | OPE
Date Issued: |  | 2021-03-13 |  |  | Requestor: | Andro Ortega
[5 empty] | Urgency No.: | 1 |  | System PR No.: OPE23-1241-CNPR-MNL
| Purpose: | Replacement and Spare Parts for Jacket Water Cooler (Supersedes PR-419-2019 & PR-178-2020)
| End-Use: | DG 1-2-3 JW Cooler Running Units
Item No. | Qty | UOM | Part No. | Description |  | WH Stocks | Date Needed
1 | 120 | pcs |  | Channel Plate Field Gasket ALFA LAVAL Plate Heat Exchanger, M10-MFML, 3900176907 |  |  | 2023-02-24
2 | 4 | pcs |  | Distance Ring ALFA LAVAL Plate Heat Exchanger, M10-MFML, 3232473272 |  |  | 2023-02-24
3 | 4 | pcs |  | Rubber Lining ALFA LAVAL Plate Heat Exchanger, M10-MFML, 3233065523 |  |  | 2023-02-24

## OPE-136-2021
Central Negros Power Reliability, Inc.
(Main Office) 88 Corner Rizal-Mabini Sts. Bacolod City
(Plant Site) Purok San Jose, Barangay Calumangan, Bago City
Telfax: (034) 436-1932
PURCHASE REQUEST
Purchase Request: |  | OPE-136-2021 |  |  | Department: | Operation
Date Prepared: |  | 2021-05-25 |  |  | Dept. Code | OPE
Date Issued: |  | 2021-05-25 |  |  | Requestor: | AB Ortega
[5 empty] | Urgency No.: | 1 |  | System PR No.: OPE22-1202-CNPR-MNL
| Purpose: | Pressure Gauge Isolation Valve
| End-Use: | JW System DG1-2-3-4-5
Item No. | Qty | UOM | Part No. | Description |  | WH Stocks | Date Needed
1 | 5 | pcs |  | Guage Isolation Valve Brass, 1/2 NPT, M/F Threaded Connection Working Temp/Press: 80 °C / 6.0 Bars, Water |  |  | 2022-08-31

## FLM-2022-010
Central Negros Power Reliability, Inc.
(Main Office) 88 Corner Rizal-Mabini Sts. Bacolod City
(Plant Site) Purok San Jose, Barangay Calumangan, Bago City
Telfax: (034) 436-1932
PURCHASE REQUEST
Purchase Request: |  | FLM-2022-010 |  |  | Department: | Fuel and Lube Management
Date Prepared: |  | 2021-08-25 |  |  | Dept. Code | FLM
Date Issued: |  | 2021-08-25 |  |  | Requestor: | Fleur de Liz Ambong
[5 empty] | Urgency No.: | 1 |  | System PR No.: FLM22-1203-CNPR-MNL
| Purpose: | Additional Top-up for Running Units (Unit 1, 2, 4 & 5)
| End-Use: | Units 1, 2, 4 & 5
Item No. | Qty | UOM | Part No. | Description |  | WH Stocks | Date Needed
1 | 60 | drums |  | Shell Argina S4 40 |  |  | 2022-09-08

## WHR-051-2021
Central Negros Power Reliability, Inc.
(Main Office) 88 Corner Rizal-Mabini Sts. Bacolod City
(Plant Site) Purok San Jose, Barangay Calumangan, Bago City
Telfax: (034) 436-1932
PURCHASE REQUEST
Purchase Request: |  | WHR-051-2021 |  |  | Department: | Warehouse
Date Prepared: |  | 2021-02-18 |  |  | Dept. Code | WHC
Date Issued: |  | 2021-02-20 |  |  | Requestor: | Stephen Jardinico
[5 empty] | Urgency No.: | 1 |  | System PR No.: WHC22-1204-CNPR-MNL
| Purpose: | Additional Common Tools
| End-Use: | CENPRI Warehouse
Item No. | Qty | UOM | Part No. | Description |  | WH Stocks | Date Needed
1 | 1 | pc |  | Circlip Remover, 8" Inside |  |  | 2022-09-02
2 | 1 | pc |  | Circlip Remover, 8" Outside |  |  | 2022-09-02
3 | 1 | set |  | Durable Hex Key Set, 30-Piece Allen Wrench Set SAE(0.028-3/8 in) & Metric Sizes(0.7-10mm) - Flat End, Brand: Tekton |  |  | 2022-09-02
4 | 1 | set |  | Screw, Interchangeable, Driver 8 in 1 (9 way), Brand: Stanley |  |  | 2022-09-02

## OPE-160-2022
Central Negros Power Reliability, Inc.
(Main Office) 88 Corner Rizal-Mabini Sts. Bacolod City
(Plant Site) Purok San Jose, Barangay Calumangan, Bago City
Telfax: (034) 436-1932
PURCHASE REQUEST
Purchase Request: |  | OPE-160-2022 |  |  | Department: | Operations
Date Prepared: |  | 2022-06-16 |  |  | Dept. Code | OPE
Date Issued: |  | 2022-06-16 |  |  | Requestor: | Alona Arroyo
[5 empty] | Urgency No.: | 1 |  | System PR No.: OPE22-1205-CNPR-MNL
| Purpose: | Consumables for the Inhouse Reconditioning of Engine Parts
| End-Use: | Running Units (DG Units 1 - 5)
Item No. | Qty | UOM | Part No. | Description |  | WH Stocks | Date Needed
1 | 2 | cans |  | Grinding Compound, Grade: 6A, Grit 1000, Micro Fine, 1lb (16 oz), Brand: Shamrock |  |  | 2022-09-09
2 | 4 | cans |  | Grinding Compound, Grade: E, Grit 120, Coarse, 1lb (16 oz), Brand: Shamrock |  |  | 2022-09-09

## ENV-048-2022
Central Negros Power Reliability, Inc.
(Main Office) 88 Corner Rizal-Mabini Sts. Bacolod City
(Plant Site) Purok San Jose, Barangay Calumangan, Bago City
Telfax: (034) 436-1932
PURCHASE REQUEST
Purchase Request: |  | ENV-048-2022 |  |  | Department: | Environment
Date Prepared: |  | 2022-02-24 |  |  | Dept. Code | ENV
Date Issued: |  | 2022-03-01 |  |  | Requestor: | Genielyne Mondejar
[5 empty] | Urgency No.: | 1 |  | System PR No.: ENV22-1206-CNPR-MNL
| Purpose: | For Housekeeping and Environmental Use
| End-Use: | Environmental Consumables
Item No. | Qty | UOM | Part No. | Description |  | WH Stocks | Date Needed
1 | 4 | rolls |  | Sorbent Pad |  |  | 2022-09-16
2 | 2 | pails |  | Oil Dispersant |  |  | 2022-09-16

## EIC-090-2021
Central Negros Power Reliability, Inc.
(Main Office) 88 Corner Rizal-Mabini Sts. Bacolod City
(Plant Site) Purok San Jose, Barangay Calumangan, Bago City
Telfax: (034) 436-1932
PURCHASE REQUEST
Purchase Request: |  | EIC-090-2021 |  |  | Department: | Electrical/EIC
Date Prepared: |  | 2021-03-29 |  |  | Dept. Code | EIC
Date Issued: |  | 2021-03-31 |  |  | Requestor: | Rey Argawanon
[5 empty] | Urgency No.: | 1 |  | System PR No.: EIC22-1207-CNPR-MNL
| Purpose: | Installation for HFO Fuel Recovery System (Additional)
| End-Use: | SJ6000 Purifier
Item No. | Qty | UOM | Part No. | Description |  | WH Stocks | Date Needed
1 | 4 | pcs |  | 2 Position Maintained rotary selector select switch, Telemacanique, ZB2-BE101C, NO/NC SPST, 600V, 10A |  |  | 2022-09-16
2 | 2 | pcs |  | 3 Position Maintained rotary selector select switch, Telemacanique, ZB2-BE101C, OFF/CENTER/ON, 600V, 10A |  |  | 2022-09-16
3 | 2 | pcs |  | Circuit Breaker, MCCB, Schneider Easypact EZC250H, TM-D-150A, 3P, 36kA, 415Vac |  |  | 2022-09-16
4 | 2 | pcs |  | Temperature Controller TOHO TTM-004-RA |  |  | 2022-09-16

## EIC-109-2022
Central Negros Power Reliability, Inc.
(Main Office) 88 Corner Rizal-Mabini Sts. Bacolod City
(Plant Site) Purok San Jose, Barangay Calumangan, Bago City
Telfax: (034) 436-1932
PURCHASE REQUEST
Purchase Request: |  | EIC-109-2022 |  |  | Department: | Electrical/EIC
Date Prepared: |  | 2022-04-23 |  |  | Dept. Code | EIC
Date Issued: |  | 2022-04-26 |  |  | Requestor: | Rey Argawanon
[5 empty] | Urgency No.: | 1 |  | System PR No.: EIC22-1208-CNPR-MNL
| Purpose: | Spare Battery for New Battery Charger
| End-Use: | 24Vdc Battery Bank
Item No. | Qty | UOM | Part No. | Description |  | WH Stocks | Date Needed
1 | 2 | units |  | Lead Acid Battery, Brand: CELNED CSL VRLA Model: CSL12V100 |  |  | 2022-09-23

## EIC-109-2022 - replacement
Central Negros Power Reliability, Inc.
(Main Office) 88 Corner Rizal-Mabini Sts. Bacolod City
(Plant Site) Purok San Jose, Barangay Calumangan, Bago City
Telfax: (034) 436-1932
PURCHASE REQUEST
Purchase Request: |  | EIC-109-2022 |  |  | Department: | Electrical/EIC
Date Prepared: |  | 2022-04-23 |  |  | Dept. Code | EIC
Date Issued: |  | 2022-04-26 |  |  | Requestor: | Rey Argawanon
[5 empty] | Urgency No.: | 1 |  | System PR No.: EIC23-1248-CNPR-MNL
| Purpose: | Replacement Battery for New Battery Charger
| End-Use: | 24Vdc Battery Bank
Item No. | Qty | UOM | Part No. | Description |  | WH Stocks | Date Needed
1 | 2 | units |  | Lead Acid Battery, Brand: CELNED CSL VRLA Model: CSL12V100 |  |  | 2023-03-24 | March 7, 2023 - as per hangout of Ms. Maylen to change the purpose to "Replacement" for it to be included in EIMOP Claim

## EIC-038-2022
Central Negros Power Reliability, Inc.
(Main Office) 88 Corner Rizal-Mabini Sts. Bacolod City
(Plant Site) Purok San Jose, Barangay Calumangan, Bago City
Telfax: (034) 436-1932
PURCHASE REQUEST
Purchase Request: |  | EIC-038-2022 |  |  | Department: | Electrical/EIC
Date Prepared: |  | 2022-02-14 |  |  | Dept. Code | EIC
Date Issued: |  | 2022-02-17 |  |  | Requestor: | Marlon Adorio
[5 empty] | Urgency No.: | 1 |  | System PR No.: EIC22-1209-CNPR-MNL
| Purpose: | Additional Consumables for Rewinding of Spare Jacket Water Pump Motor
| End-Use: | Spare Jacket Water Pump Motor
Item No. | Qty | UOM | Part No. | Description |  | WH Stocks | Date Needed
1 | 1 | sheet |  | Mylar sheet, size: 1m x 1.5m, thickness: as per sample |  |  | 2022-10-21

## OPE-164-2022
Central Negros Power Reliability, Inc.
(Main Office) 88 Corner Rizal-Mabini Sts. Bacolod City
(Plant Site) Purok San Jose, Barangay Calumangan, Bago City
Telfax: (034) 436-1932
PURCHASE REQUEST
Purchase Request: |  | OPE-164-2022 |  |  | Department: | Operation
Date Prepared: |  | 2022-05-04 |  |  | Dept. Code | OPE
Date Issued: |  | 2022-05-04 |  |  | Requestor: | AB Ortega
[5 empty] | Urgency No.: | 1 |  | System PR No.: OPE22-1210-CNPR-MNL
| Purpose: | Replacement of Damaged Headset
| End-Use: | Portable Radio AUX/ENG/CTRL Operator's
Item No. | Qty | UOM | Part No. | Description |  | WH Stocks | Date Needed
1 | 15 | pcs |  | Headset, Compatible for Motorola Radio SMP468 |  |  | 2022-10-14

## EIC-173-2022
Central Negros Power Reliability, Inc.
(Main Office) 88 Corner Rizal-Mabini Sts. Bacolod City
(Plant Site) Purok San Jose, Barangay Calumangan, Bago City
Telfax: (034) 436-1932
PURCHASE REQUEST
Purchase Request: |  | EIC-173-2022 |  |  | Department: | EIC
Date Prepared: |  | 2022-06-23 |  |  | Dept. Code | EIC
Date Issued: |  | 2022-07-01 |  |  | Requestor: | Kennah Sasamoto
[5 empty] | Urgency No.: | 1 |  | System PR No.: EIC22-1211-CNPR-MNL
| Purpose: | Useful Life Monitoring of Bearing Motor
| End-Use: | Raw Water Pump Motors
Item No. | Qty | UOM | Part No. | Description |  | WH Stocks | Date Needed
1 | 5 | pcs |  | Hour Meter, Brand: Revelco Specs: 230Vac, 60Hz Dimesions: L- 55mm, W- 55mm, D - 45mm Model: 4RK46 Revalco Italy |  |  | 2022-10-21

## EIC-085-2022
Central Negros Power Reliability, Inc.
(Main Office) 88 Corner Rizal-Mabini Sts. Bacolod City
(Plant Site) Purok San Jose, Barangay Calumangan, Bago City
Telfax: (034) 436-1932
PURCHASE REQUEST
Purchase Request: |  | EIC-085-2022 |  |  | Department: | Electrical/EIC
Date Prepared: |  | 2022-04-02 |  |  | Dept. Code | EIC
Date Issued: |  | 2022-05-07 |  |  | Requestor: | Rey Argawanon
[5 empty] | Urgency No.: | 1 |  | System PR No.: EIC22-1212-CNPR-MNL
| Purpose: | Replacement of Defective Coil Contactor at Raw Water
| End-Use: | Raw Water Unit # 3
Item No. | Qty | UOM | Part No. | Description |  | WH Stocks | Date Needed
1 | 2 | units |  | Contactor Coil or Motor starter contactor, Brand: Siemens, Siemens 3TF55, rated 125HP at 230V |  |  | 2022-10-28

## OPE-167-2022
Central Negros Power Reliability, Inc.
(Main Office) 88 Corner Rizal-Mabini Sts. Bacolod City
(Plant Site) Purok San Jose, Barangay Calumangan, Bago City
Telfax: (034) 436-1932
PURCHASE REQUEST
Purchase Request: |  | OPE-167-2022 |  |  | Department: | Operations
Date Prepared: |  | 2022-06-16 |  |  | Dept. Code | OPE
Date Issued: |  | 2022-06-16 |  |  | Requestor: | Godfrey S. E. Samano
[5 empty] | Urgency No.: | 1 |  | System PR No.: OPE22-1214-CNPR-MNL
| Purpose: | 1500 R-hrs Preventive Maintenance Requirement
| End-Use: | DG Unit 2
Item No. | Qty | UOM | Part No. | Description |  | WH Stocks | Date Needed
1 | 2 | pcs |  | Tape, Teflon, 1/2" x 260", Yellow Gas Line (High Heat) PTFE Pipe Thread Seal Tape |  |  | 2022-10-28
2 | 1 | pail |  | Cleaner, Stator Winding, Medium dry (only 10 liters for this PR) |  |  | 2022-10-28
3 | 3 | kgs |  | Dessicant, Silica Gel, Blue |  |  | 2022-10-28
4 | 1 | pack |  | Tie, Mounting, 1/2" x 1/2" |  |  | 2022-10-28
5 | 4 | pcs |  | Bulb, Pilot, 24vdc, 0.3 Amps |  |  | 2022-10-28
6 | 4 | pcs |  | Bulb, Pilot, 125vdc, 0.3 Amps |  |  | 2022-10-28
7 | 1 | meter |  | Heat Shrinkable Tube, 3mm diameter, black |  |  | 2022-10-28

## OPE-167-2022 -silica
Central Negros Power Reliability, Inc.
(Main Office) 88 Corner Rizal-Mabini Sts. Bacolod City
(Plant Site) Purok San Jose, Barangay Calumangan, Bago City
Telfax: (034) 436-1932
PURCHASE REQUEST
Purchase Request: |  | OPE-167-2022 |  |  | Department: | Operations
Date Prepared: |  | 2022-06-16 |  |  | Dept. Code | OPE
Date Issued: |  | 2022-06-16 |  |  | Requestor: | Godfrey S. E. Samano
[5 empty] | Urgency No.: | 1 |  | System PR No.: OPE22-1225-CNPR-MNL
| Purpose: | 1500 R-hrs Preventive Maintenance Requirement
| End-Use: | DG Unit 2
Item No. | Qty | UOM | Part No. | Description |  | WH Stocks | Date Needed
1 | 1 | pack |  | Dessicant, Silica Gel, Blue (3 kgs/pack) |  |  | 2022-11-11

## OPE-167 & 168 _ Stator
Central Negros Power Reliability, Inc.
(Main Office) 88 Corner Rizal-Mabini Sts. Bacolod City
(Plant Site) Purok San Jose, Barangay Calumangan, Bago City
Telfax: (034) 436-1932
PURCHASE REQUEST
Purchase Request: |  | OPE-167-2022 & OPE-168-2022 |  |  | Department: | Operations
Date Prepared: |  | 2022-06-16 |  |  | Dept. Code | OPE
Date Issued: |  | 2022-06-16 |  |  | Requestor: | Godfrey S. E. Samano
[5 empty] | Urgency No.: | 1 |  | System PR No.: OPE22-1224-CNPR-MNL
| Purpose: | OPE-167-2022: 1500 R-hrs Preventive Maintenance Requirement; End Use: DG Unit 2
| End-Use: | OPE-168-2022: 500 R-hrs Preventive Maintenance Requirement; End Use: DG Unit 4
Item No. | Qty | UOM | Part No. | Description |  | WH Stocks | Date Needed
1 | 1 | pail |  | Cleaner, Stator Winding, Medium dry (OPE-167-2022 is 5 liters; OPE-168-2022 is 5liters; remaining 10 liters TBA) |  |  | 2022-11-18

## OPE-167 & 168 _ hIHEAT TAPE
Central Negros Power Reliability, Inc.
(Main Office) 88 Corner Rizal-Mabini Sts. Bacolod City
(Plant Site) Purok San Jose, Barangay Calumangan, Bago City
Telfax: (034) 436-1932
PURCHASE REQUEST
Purchase Request: |  | OPE-167-2022 & OPE-168-2022 |  |  | Department: | Operations
Date Prepared: |  | 2022-06-16 |  |  | Dept. Code | OPE
Date Issued: |  | 2022-06-16 |  |  | Requestor: | Godfrey S. E. Samano
[5 empty] | Urgency No.: | 1 |  | System PR No.: OPE22-1227-CNPR-MNL
| Purpose: | OPE-167-2022: 1500 R-hrs Preventive Maintenance Requirement; End Use: DG Unit 2
| End-Use: | OPE-168-2022: 500 R-hrs Preventive Maintenance Requirement; End Use: DG Unit 4
Item No. | Qty | UOM | Part No. | Description |  | WH Stocks | Date Needed
1 | 4 | pcs |  | Tape, Teflon, 1/2" x 260", Yellow Gas Line (High Heat) PTFE Pipe Thread Seal Tape |  |  | 2022-11-11

## LAB-044-2022
Central Negros Power Reliability, Inc.
(Main Office) 88 Corner Rizal-Mabini Sts. Bacolod City
(Plant Site) Purok San Jose, Barangay Calumangan, Bago City
Telfax: (034) 436-1932
PURCHASE REQUEST
Purchase Request: |  | LAB-044-2022 |  |  | Department: | Laboratory and Chemical
Date Prepared: |  | 2022-02-16 |  |  | Dept. Code | LAB
Date Issued: |  | 2022-02-23 |  |  | Requestor: | Beverly Ampog
[5 empty] | Urgency No.: | 1 |  | System PR No.: LAB22-1228-CNPR-MNL
| Purpose: | For Oil Analysis Equipment
| End-Use: | Laboratory
Item No. | Qty | UOM | Part No. | Description |  | WH Stocks | Date Needed
1 | 2 | set/s |  | FG-K2-101-KW EasyShip Water in Oil Reagent pack: Reagent A (Product code: AS-K13380-KW) (For Water in Oil Test) (250mL per bottle) - 4 packs EasySHIP Water in Oil Test Paste (Product Code: AS-K18131-KW) (Pack of 25) - 4 packs |  |  | 2022-12-02
2 | 1 | set/s |  | FG-K2-002-KW TBN Reagent Pack: TBN Reagent C (Product code: AS-K13378-KW) (250mL per bottle) - 2 bottles |  |  | 2022-12-02

## EIC-184-2022 - SAEKA
Central Negros Power Reliability, Inc.
(Main Office) 88 Corner Rizal-Mabini Sts. Bacolod City
(Plant Site) Purok San Jose, Barangay Calumangan, Bago City
Telfax: (034) 436-1932
PURCHASE REQUEST
Purchase Request: |  | EIC-184-2022 |  |  | Department: | Electrical/EIC
Date Prepared: |  | 2022-07-11 |  |  | Dept. Code | EIC
Date Issued: |  | 2022-07-14 |  |  | Requestor: | Kennah Sasamoto
[5 empty] | Urgency No.: | 1 |  | System PR No.: EIC22-1215-CNPR-MNL
| Purpose: | EIC Consumables
| End-Use: | EIC / Electrical
Item No. | Qty | UOM | Part No. | Description |  | WH Stocks | Date Needed
1 | 2 | tubes |  | SAEKA Cleaning Paste 80.750, 750ml (For High Voltage Insulator) |  |  | 2022-10-28

## EIC-184-2022 - foam & solder
Central Negros Power Reliability, Inc.
(Main Office) 88 Corner Rizal-Mabini Sts. Bacolod City
(Plant Site) Purok San Jose, Barangay Calumangan, Bago City
Telfax: (034) 436-1932
PURCHASE REQUEST
Purchase Request: |  | EIC-184-2022 |  |  | Department: | Electrical/EIC
Date Prepared: |  | 2022-07-11 |  |  | Dept. Code | EIC
Date Issued: |  | 2022-07-14 |  |  | Requestor: | Kennah Sasamoto
[5 empty] | Urgency No.: | 1 |  | System PR No.: EIC23-1266-CNPR-MNL
| Purpose: | EIC Consumables
| End-Use: | EIC / Electrical
Item No. | Qty | UOM | Part No. | Description |  | WH Stocks | Date Needed
1 | 1 | can/s |  | Soldering paste, 50g |  |  | 2023-05-12
2 | 2 | can/s |  | Expanding spray foam w/ rodenticide |  |  | 2023-05-12

## EIC-184-2022 - SILICA
Central Negros Power Reliability, Inc.
(Main Office) 88 Corner Rizal-Mabini Sts. Bacolod City
(Plant Site) Purok San Jose, Barangay Calumangan, Bago City
Telfax: (034) 436-1932
PURCHASE REQUEST
Purchase Request: |  | EIC-184-2022 |  |  | Department: | Electrical/EIC
Date Prepared: |  | 2022-07-11 |  |  | Dept. Code | EIC
Date Issued: |  | 2022-07-14 |  |  | Requestor: | Kennah Sasamoto
[5 empty] | Urgency No.: | 1 |  | System PR No.: EIC22-1226-CNPR-MNL
| Purpose: | EIC Consumables
| End-Use: | EIC / Electrical
Item No. | Qty | UOM | Part No. | Description |  | WH Stocks | Date Needed
1 | 1 | pack |  | Silica gel beads, color: blue, 3kls/pack |  |  | 2022-11-11

## OPE-326-2022
Central Negros Power Reliability, Inc.
(Main Office) 88 Corner Rizal-Mabini Sts. Bacolod City
(Plant Site) Purok San Jose, Barangay Calumangan, Bago City
Telfax: (034) 436-1932
PURCHASE REQUEST
Purchase Request: |  | OPE-326-2022 |  |  | Department: | Operation
Date Prepared: |  | 2022-10-03 |  |  | Dept. Code | OPE
Date Issued: |  | 2022-10-03 |  |  | Requestor: | AB Ortega
[5 empty] | Urgency No.: | 1 |  | System PR No.: OPE22-1216-CNPR-MNL
| Purpose: | Cleaning/Servicing of Shell & Tube Heat Exchanger
| End-Use: | DG#4 -DG#5 LO & JW Cooler
Item No. | Qty | UOM | Part No. | Description |  | WH Stocks | Date Needed
1 | 1 | set |  | Pneumatic RotoJet Tube Cleaner, Complete with Accessories. Tube Size: 13.0 mm & 18.0 mm Tube Length: 2600.0 mm 138 CFM @ 100psi 0-2500rpm Brand: Elliott |  |  | 2022-11-03

## SUPPLIES - OCT
Central Negros Power Reliability, Inc.
(Main Office) 88 Corner Rizal-Mabini Sts. Bacolod City
(Plant Site) Purok San Jose, Barangay Calumangan, Bago City
Telfax: (034) 436-1932
PURCHASE REQUEST
Purchase Request: |  |  |  |  | Department: | Manila Office Admin
Date Prepared: |  | 2022-10-11 |  |  | Dept. Code | MOA
Date Issued: |  | 2022-10-11 |  |  | Requestor: | Joana Marie Cosico
[5 empty] | Urgency No.: | 1 |  | System PR No.: MOA22-1213-CNPR-MNL
| Purpose: | Manila Office Supplies
| End-Use: | For the month of October
Item No. | Qty | UOM | Part No. | Description |  | WH Stocks | Date Needed
1 | 5 | reams |  | HARD COPY Short Bond Paper, Sub 20 |  |  | 2022-10-24
2 | 5 | pc/s |  | Packaging Tape - Transparent - 2" x 100 |  |  | 2022-10-24
3 | 1 | pack |  | Long White Letter Envelope (100's/pack) |  |  | 2022-10-24
4 | 1 | pc/s |  | Big Scissor 8" |  |  | 2022-10-24
5 | 2 | pc/s |  | Pilot Pentel Pen - Black |  |  | 2022-10-24
6 | 1 | pc/s |  | Pilot Whiteboard Marker - Black |  |  | 2022-10-24
7 | 1 | pc/s |  | Whiteboard Eraser |  |  | 2022-10-24
8 | 1 | roll |  | Plastic Twine (Makapal), PER KILO, GRAY |  |  | 2022-10-24
9 | 1 | box |  | Mongol Pencil #2 |  |  | 2022-10-24

## OPE-336-2022
Central Negros Power Reliability, Inc.
(Main Office) 88 Corner Rizal-Mabini Sts. Bacolod City
(Plant Site) Purok San Jose, Barangay Calumangan, Bago City
Telfax: (034) 436-1932
PURCHASE REQUEST
Purchase Request: |  | OPE-336-2022 |  |  | Department: | Operations
Date Prepared: |  | 2022-10-19 |  |  | Dept. Code | OPE
Date Issued: |  | 2022-10-19 |  |  | Requestor: | AB Ortega
[5 empty] | Urgency No.: | Godfrey S. E. Samano |  | System PR No.: OPE22-1217-CNPR-MNL
| Purpose: | Consumable for Servicing of Shell and Tube Lube Oil and Jacket Water Coolers
| End-Use: | DG Unit 4
Item No. | Qty | UOM | Part No. | Description |  | WH Stocks | Date Needed
1 | 30 | pcs |  | Brush, Tube Brush, Spiral twisted copper or brass wire, 10mm diameter |  |  | 2022-10-28

## OPE-340-2022
Central Negros Power Reliability, Inc.
(Main Office) 88 Corner Rizal-Mabini Sts. Bacolod City
(Plant Site) Purok San Jose, Barangay Calumangan, Bago City
Telfax: (034) 436-1932
PURCHASE REQUEST
Purchase Request: |  | OPE-340-2022 |  |  | Department: | Operation
Date Prepared: |  | 2022-10-19 |  |  | Dept. Code | OPE
Date Issued: |  | 2022-10-19 |  |  | Requestor: | Godfrey Samano
[5 empty] | Urgency No.: | 1 |  | System PR No.: OPE22-1219-CNPR-MNL
| Purpose: | Cleaning/Servicing of Shell & Tube Heat Exchanger
| End-Use: | DG#4 -DG#5 LO & JW Cooler
Item No. | Qty | UOM | Part No. | Description |  | WH Stocks | Date Needed
1 | 1 | set |  | Roto-Jet II Tube Cleaner, Complete with Accessories. Tube Size: 13.0 mm & 18.0 mm Tube Length: 2600.0 mm (max) 220V 0 -1800rpm Brand: Elliott |  |  | 2022-11-03

## OPE-094-2022
Central Negros Power Reliability, Inc.
(Main Office) 88 Corner Rizal-Mabini Sts. Bacolod City
(Plant Site) Purok San Jose, Barangay Calumangan, Bago City
Telfax: (034) 436-1932
PURCHASE REQUEST
Purchase Request: |  | OPE-094-2022 |  |  | Department: | Operations
Date Prepared: |  | 2022-04-06 |  |  | Dept. Code | OPE
Date Issued: |  | 2022-04-06 |  |  | Requestor: | Alona Arroyo
[5 empty] | Urgency No.: | 1 |  | System PR No.: OPE22-1220-CNPR-MNL
| Purpose: | Operations and Maintenance Consumables
| End-Use: | Running Units (Units 1-5)
Item No. | Qty | UOM | Part No. | Description |  | WH Stocks | Date Needed
1 | 1 | pc |  | Wheel, Grinding for Bench Grinder - Carborandum, Medium Grit, Specs: 6" diameter x 1/2" thick x 1/2" arbor hole |  |  | 2022-11-03

## EIC-289-2022
Central Negros Power Reliability, Inc.
(Main Office) 88 Corner Rizal-Mabini Sts. Bacolod City
(Plant Site) Purok San Jose, Barangay Calumangan, Bago City
Telfax: (034) 436-1932
PURCHASE REQUEST
Purchase Request: |  | EIC-289-2022 |  |  | Department: | Electrical/EIC
Date Prepared: |  | 2022-09-06 |  |  | Dept. Code | EIC
Date Issued: |  | 2022-09-10 |  |  | Requestor: | Kennah Sasamoto
[5 empty] | Urgency No.: | 1 |  | System PR No.: EIC22-1221-CNPR-MNL
| Purpose: | EIC Consumables
| End-Use: | EIC / Electrical
Item No. | Qty | UOM | Part No. | Description |  | WH Stocks | Date Needed
1 | 2 | packs |  | Silica gel beads, color: blue, 3kls/pack |  |  | 2022-11-11
2 | 10 | meters |  | Heat shrinkable tube, 1mm |  |  | 2022-11-11
3 | 10 | meters |  | Heat shrinkable tube, 2mm |  |  | 2022-11-11
4 | 10 | meters |  | Heat shrinkable tube, 4mm |  |  | 2022-11-11
5 | 10 | meters |  | Heat shrinkable tube, 6mm |  |  | 2022-11-11
6 | 20 | pcs |  | Terminal lugs, 6mm2, short barrel, single hole |  |  | 2022-11-11
7 | 20 | pcs |  | Terminal lugs, 8mm2, short barrel, single hole |  |  | 2022-11-11
8 | 20 | pcs |  | Terminal lugs, 22mm2, short barrel, single hole |  |  | 2022-11-11
9 | 20 | pcs |  | Insulated terminal lugs, Size: 16-14 AWG, Pin type |  |  | 2022-11-11
10 | 20 | pcs |  | Insulated terminal lugs, Size: 12-10 AWG, Pin type |  |  | 2022-11-11

## EIC-339-2022
Central Negros Power Reliability, Inc.
(Main Office) 88 Corner Rizal-Mabini Sts. Bacolod City
(Plant Site) Purok San Jose, Barangay Calumangan, Bago City
Telfax: (034) 436-1932
PURCHASE REQUEST
Purchase Request: |  | EIC-339-2022 |  |  | Department: | Electrical/EIC
Date Prepared: |  | 2022-10-19 |  |  | Dept. Code | EIC
Date Issued: |  | 2022-10-22 |  |  | Requestor: | Kennah Sasamoto
[5 empty] | Urgency No.: | 1 |  | System PR No.: EIC22-1222-CNPR-MNL
| Purpose: | Jumper for Battery Terminal Connection and Fabrication of Battery Rack
| End-Use: | Substation Battery
Item No. | Qty | UOM | Part No. | Description |  | WH Stocks | Date Needed
1 | 20 | pcs |  | Terminal lugs, single hole, short barrel, 22mm2 |  |  | 2022-11-11
2 | 20 | pcs |  | Terminal lugs, single hole, short barrel, 14mm2 |  |  | 2022-11-11

## EIC-263-2021
Central Negros Power Reliability, Inc.
(Main Office) 88 Corner Rizal-Mabini Sts. Bacolod City
(Plant Site) Purok San Jose, Barangay Calumangan, Bago City
Telfax: (034) 436-1932
PURCHASE REQUEST
Purchase Request: |  | EIC-263-2021 |  |  | Department: | Electrical/EIC
Date Prepared: |  | 2021-08-28 |  |  | Dept. Code | EIC
Date Issued: |  | 2021-09-01 |  |  | Requestor: | Rey Argawanon
[5 empty] | Urgency No.: | 1 |  | System PR No.: EIC23-1235-CNPR-MNL
| Purpose: | DG4 Fuel System Pressure Monitoring Device
| End-Use: | DG# 4 Fuel Module / Local Panel
Item No. | Qty | UOM | Part No. | Description |  | WH Stocks | Date Needed
1 | 4 | pcs |  | Pressure Gauge, Brand: ASHCROFT Specs: 3-1/2' dial face all SS material, open type case for reset calibration, oil filled, 1/4" NPT Bottom/Lower connection, range: 0-140 PSI/0-10 BAR w/ SS adapter 1/4" x 1/2" NPT. Model: 35-1009SWL-02L,0-140 PSI/BAR |  |  | 2023-02-28

## EIC-040-2022
Central Negros Power Reliability, Inc.
(Main Office) 88 Corner Rizal-Mabini Sts. Bacolod City
(Plant Site) Purok San Jose, Barangay Calumangan, Bago City
Telfax: (034) 436-1932
PURCHASE REQUEST
Purchase Request: |  | EIC-040-2022 |  |  | Department: | Electrical/EIC
Date Prepared: |  | 2022-02-15 |  |  | Dept. Code | EIC
Date Issued: |  | 2022-02-17 |  |  | Requestor: | Rey Argawanon
[5 empty] | Urgency No.: | 1 |  | System PR No.: EIC22-1223-CNPR-MNL
| Purpose: | Use in Cooling Tower Fan Motor Controller Conversion from Direct Online to Wye-Delta Connection
| End-Use: | DG Unit 1-3 Cooling Tower Fan Motor
Item No. | Qty | UOM | Part No. | Description |  | WH Stocks | Date Needed
1 | 3 | pcs |  | Magnetic Contactor, Schneider Electric, LC1E50, 240Vac Coil |  |  | 2022-11-11
2 | 3 | pcs |  | Magnetic Contactor, Schneider Electric, LC1E40, 240Vac Coil |  |  | 2022-11-11
3 | 3 | pcs |  | Timer relay, with socket, OMRON, H3CR-A, 11 pins, 250Vac coil,on Relay |  |  | 2022-11-11

## EIC-373-2022
Central Negros Power Reliability, Inc.
(Main Office) 88 Corner Rizal-Mabini Sts. Bacolod City
(Plant Site) Purok San Jose, Barangay Calumangan, Bago City
Telfax: (034) 436-1932
PURCHASE REQUEST
Purchase Request: |  | EIC-373-2022 |  |  | Department: | Electrical/EIC
Date Prepared: |  | 2022-11-23 |  |  | Dept. Code | EIC
Date Issued: |  | 2022-11-28 |  |  | Requestor: | Kennah Sasamoto
[5 empty] | Urgency No.: | 1 |  | System PR No.: EIC22-1229-CNPR-MNL
| Purpose: | Replacement of Defective Run Hour Meter for Control Air Compressor
| End-Use: | Control Air Compressor Unit # 1
Item No. | Qty | UOM | Part No. | Description |  | WH Stocks | Date Needed
1 | 2 | pcs |  | Hour Meter / Time Counter Brand: Omron, Model: H7ET-N-B, Flush mount Input Method: No-Voltage Input Digits: 7 digit Residual voltage: 0.5 V max. (Actual performance 1.0 V) |  |  | 2022-12-12

## EIC-299-2022
Central Negros Power Reliability, Inc.
(Main Office) 88 Corner Rizal-Mabini Sts. Bacolod City
(Plant Site) Purok San Jose, Barangay Calumangan, Bago City
Telfax: (034) 436-1932
PURCHASE REQUEST
Purchase Request: |  | EIC-299-2022 |  |  | Department: | Electrical/EIC
Date Prepared: |  | 2022-09-09 |  |  | Dept. Code | EIC
Date Issued: |  | 2022-09-10 |  |  | Requestor: | Mikko Golvio
[5 empty] | Urgency No.: | 1 |  | System PR No.: EIC22-1230-CNPR-MNL
| Purpose: | Replacement of Defective Pressure Switch for Lube Oil Purifier
| End-Use: | Lube Oil Purifier Unit 1 & 3
Item No. | Qty | UOM | Part No. | Description |  | WH Stocks | Date Needed
1 | 2 | pcs |  | Pressure Switch, Brand: Trafag IP Protection 165, Connection: NPT 1/4, Range: 0-4 Bars, 0-0.04 MPa; Pmax: 12 Bars (2 kg/cm²)/1.2 MPa, 250 VAC/15 (1.25) A, 30 VDC/15 (1.5) A |  |  | 2022-12-12

## OPE-369-2022
Central Negros Power Reliability, Inc.
(Main Office) 88 Corner Rizal-Mabini Sts. Bacolod City
(Plant Site) Purok San Jose, Barangay Calumangan, Bago City
Telfax: (034) 436-1932
PURCHASE REQUEST
Purchase Request: |  | OPE-369-2022 |  |  | Department: | Operation
Date Prepared: |  | 2022-11-22 |  |  | Dept. Code | OPE
Date Issued: |  | 2022-11-22 |  |  | Requestor: | MDA Purisima
[5 empty] | Urgency No.: | 1 |  | System PR No.: OPE22-1231-CNPR-MNL
| Purpose: | Replacement of Injector Cooling Tube
| End-Use: | Sulzer Engines
Item No. | Qty | UOM | Part No. | Description |  | WH Stocks | Date Needed
1 | 48 | pcs |  | Hydraulic hose 3/8 inch diameter x 24 inches long Fittings: Straight female fittings - cone type (include in the over all length) Single wire, Heat Resistant Pressure Capacity :18MPA Temperature Capacity 100C |  |  | 2022-12-12

## OPE-370-2022
Central Negros Power Reliability, Inc.
(Main Office) 88 Corner Rizal-Mabini Sts. Bacolod City
(Plant Site) Purok San Jose, Barangay Calumangan, Bago City
Telfax: (034) 436-1932
PURCHASE REQUEST
Purchase Request: |  | OPE-370-2022 |  |  | Department: | Operation
Date Prepared: |  | 2022-11-22 |  |  | Dept. Code | OPE
Date Issued: |  | 2022-11-22 |  |  | Requestor: | MDA Purisima
[5 empty] | Urgency No.: | 1 |  | System PR No.: OPE22-1232-CNPR-MNL
| Purpose: | Replacement of Worn-out Hydraulic Hose
| End-Use: | Pielstik Engine Injector Cooling
Item No. | Qty | UOM | Part No. | Description |  | WH Stocks | Date Needed
1 | 30 | pcs |  | Hydraulic hose 3/8 inch diameter x 23 inches long Single wire, Heat Resistant Pressure Capacity :18MPA Temperature Capacity 100C |  |  | 2022-12-12

## Ink
Central Negros Power Reliability, Inc.
(Main Office) 88 Corner Rizal-Mabini Sts. Bacolod City
(Plant Site) Purok San Jose, Barangay Calumangan, Bago City
Telfax: (034) 436-1932
PURCHASE REQUEST
Purchase Request: |  |  |  |  | Department: | Manila Office Admin
Date Prepared: |  | 2022-11-22 |  |  | Dept. Code | MOA
Date Issued: |  | 2022-11-22 |  |  | Requestor: | Joana Marie Cosico
[5 empty] | Urgency No.: | 1 |  | System PR No.: MOA22-1233-CNPR-MNL
| Purpose: | Ink for Epson
| End-Use: | Printer in Unit 805 (Purchasing Printer)
Item No. | Qty | UOM | Part No. | Description |  | WH Stocks | Date Needed
1 | 1 | pc |  | Black Ink |  |  | 2022-11-21
2 | 1 | pc |  | Yellow Ink |  |  | 2022-11-21
3 | 1 | pc |  | Magenta Ink |  |  | 2022-11-21
4 | 1 | pc |  | Cyan Ink |  |  | 2022-11-21

## Circular saw
Central Negros Power Reliability, Inc.
(Main Office) 88 Corner Rizal-Mabini Sts. Bacolod City
(Plant Site) Purok San Jose, Barangay Calumangan, Bago City
Telfax: (034) 436-1932
PURCHASE REQUEST
Purchase Request: |  |  |  |  | Department: | Manila Office Admin
Date Prepared: |  | 2022-11-22 |  |  | Dept. Code | MOA
Date Issued: |  | 2022-11-22 |  |  | Requestor: | Joana Marie Cosico
[5 empty] | Urgency No.: | 1 |  | System PR No.: MOA22-1234-CNPR-MNL
| Purpose: | To be used in Manila Purchasing
| End-Use: | To be used in making crate for items
Item No. | Qty | UOM | Part No. | Description |  | WH Stocks | Date Needed
1 | 1 | pc |  | Circular Saw Blade |  |  | 2022-11-24

## SUPPLIES - Jan
Central Negros Power Reliability, Inc.
(Main Office) 88 Corner Rizal-Mabini Sts. Bacolod City
(Plant Site) Purok San Jose, Barangay Calumangan, Bago City
Telfax: (034) 436-1932
PURCHASE REQUEST
Purchase Request: |  |  |  |  | Department: | Manila Office Admin
Date Prepared: |  | 2023-01-16 |  |  | Dept. Code | MOA
Date Issued: |  | 2023-01-19 |  |  | Requestor: | Joana Marie Cosico
[5 empty] | Urgency No.: | 1 |  | System PR No.: MOA23-1236-CNPR-MNL
| Purpose: | Manila Office Supplies
| End-Use: | For the month of January
Item No. | Qty | UOM | Part No. | Description |  | WH Stocks | Date Needed
1 | 5 | reams |  | HARD COPY Short Bond Paper, Sub 20 |  |  | 2023-01-19
2 | 5 | pc/s |  | Packaging Tape - Transparent - 2" x 100 |  |  | 2023-01-19
3 | 1 | pc/s |  | Big Scissor 8" |  |  | 2023-01-19
4 | 2 | pc/s |  | Pilot Pentel Pen - Black |  |  | 2023-01-19
5 | 1 | pc/s |  | Pilot Whiteboard Marker - Black |  |  | 2023-01-19
6 | 2 | pc/s |  | HBW Matrix OG-5, Black |  |  | 2023-01-19
7 | 1 | pc/s |  | VECO Steno Notebook 60 pages |  |  | 2023-01-19
8 | 1 | pc/s |  | Joy Correction Tape |  |  | 2023-01-19
9 | 2 | pc/s |  | Scotch Tape 1" x 50, Brand: Crocodile |  |  | 2023-01-19
10 | 15 | pc/s |  | Short Brown envelope |  |  | 2023-01-19
11 | 15 | pc/s |  | Long Brown Envelope |  |  | 2023-01-19
12 | 1 | pc/s |  | Fragile Tape |  |  | 2023-01-19
Prepared by:
Joana Marie Cosico

## EIC-372-2022
d
Central Negros Power Reliability, Inc.
(Main Office) 88 Corner Rizal-Mabini Sts. Bacolod City
(Plant Site) Purok San Jose, Barangay Calumangan, Bago City
Telfax: (034) 436-1932
PURCHASE REQUEST
Purchase Request: |  | EIC-372-2022 |  |  | Department: | Electrical/EIC
Date Prepared: |  | 2022-11-25 |  |  | Dept. Code | EIC
Date Issued: |  | 2022-11-28 |  |  | Requestor: | Kennah Sasamoto
[5 empty] | Urgency No.: | 1 |  |  | System PR No.: EIC23-1237-CNPR-MNL
| Purpose: | Replacement of Busted Light Bulb at Powerhouse Building
| End-Use: | Powerhouse Building
Item No. | Qty | UOM | Part No. | Description |  | WH Stocks | Date Needed
1 | 3 | pcs |  | Metal halide lamp Brand: Philips Model: Powertone HPI Plus 400W/645 Ratings: 400W, 220V, E40, Daylight |  |  | 2023-01-24

## MAI-317-2022
d
Central Negros Power Reliability, Inc.
(Main Office) 88 Corner Rizal-Mabini Sts. Bacolod City
(Plant Site) Purok San Jose, Barangay Calumangan, Bago City
Telfax: (034) 436-1932
PURCHASE REQUEST
Purchase Request: |  | MAI-317-2022 |  |  | Department: | Maintenance
Date Prepared: |  | 2022-09-22 |  |  | Dept. Code | MAI
Date Issued: |  | 2022-09-23 |  |  | Requestor: | Ruel Beato
[5 empty] | Urgency No.: | 1 |  |  | System PR No.: MAI23-1238-CNPR-MNL
| Purpose: | Replacement of Hydraulic Tensioning Jack Damaged Parts and Additional Hose
| End-Use: | Maintenance Tools
Item No. | Qty | UOM | Part No. | Description |  | WH Stocks | Date Needed
1 | 10 | pcs |  | Quick Connect Coupler, 3/8", Ball type male and female, 700 bars max working pressure (10,000 psi), Brand: CEJN Sweden |  |  | 2023-01-24

## EIC-353-2022
d
Central Negros Power Reliability, Inc.
(Main Office) 88 Corner Rizal-Mabini Sts. Bacolod City
(Plant Site) Purok San Jose, Barangay Calumangan, Bago City
Telfax: (034) 436-1932
PURCHASE REQUEST
Purchase Request: |  | EIC-353-2022 |  |  | Department: | Electrical/EIC
Date Prepared: |  | 2022-11-08 |  |  | Dept. Code | EIC
Date Issued: |  | 2022-11-12 |  |  | Requestor: | Rey Argawanon
[5 empty] | Urgency No.: | 1 |  |  | System PR No.: EIC23-1239-CNPR-MNL
| Purpose: | Use in Maintenance Building Energy Metering Consumption Monitoring
| End-Use: | Maintenance Building Energy Metering
Item No. | Qty | UOM | Part No. | Description |  | WH Stocks | Date Needed
1 | 80 | meters |  | Copper wire, THHN, 22mm2 |  |  | 2023-01-24
2 | 225 | meters |  | Copper wire, THHN, 30mm2 |  |  | 2023-01-24
3 | 3 | sets |  | Secondary rack 4 wire with spool insulator |  |  | 2023-01-24

## EIC-006-2023
d
Central Negros Power Reliability, Inc.
(Main Office) 88 Corner Rizal-Mabini Sts. Bacolod City
(Plant Site) Purok San Jose, Barangay Calumangan, Bago City
Telfax: (034) 436-1932
PURCHASE REQUEST
Purchase Request: |  | EIC-006-2023 |  |  | Department: | Electrical/EIC
Date Prepared: |  | 2022-12-15 |  |  | Dept. Code | EIC
Date Issued: |  | 2023-01-13 |  |  | Requestor: | Kennah Sasamoto
[5 empty] | Urgency No.: | 1 |  |  | System PR No.: EIC23-1240-CNPR-MNL
| Purpose: | Replacement of Defective Power Meter for House Load Energy Consumption Monitoring
| End-Use: | Switchgear
Item No. | Qty | UOM | Part No. | Description |  | WH Stocks | Date Needed
1 | 1 | unit |  | Power Meter with Energy and Demand Brand: SCHNEIDER, Model: PM 1200 Supply Voltage: 44 - 277 Vac (50/60HZ) Power Consumption : 5VA, 50mA to 6A Display Type: LED |  |  | 2023-01-27

## EIC-393-2022
d
Central Negros Power Reliability, Inc.
(Main Office) 88 Corner Rizal-Mabini Sts. Bacolod City
(Plant Site) Purok San Jose, Barangay Calumangan, Bago City
Telfax: (034) 436-1932
PURCHASE REQUEST
Purchase Request: |  | EIC-393-2022 |  |  | Department: | Electrical/EIC
Date Prepared: |  | 2022-12-15 |  |  | Dept. Code | EIC
Date Issued: |  | 2023-01-13 |  |  | Requestor: | Kennah Sasamoto
[5 empty] | Urgency No.: | 1 |  |  | System PR No.: EIC23-1242-CNPR-MNL
Purpose:
End-Use:
Item No. | Qty | UOM | Part No. | Description |  | WH Stocks | Date Needed
1 | 2 | pc/s |  | Miniature circuit breaker, 2 pole, 6 amps, Brand: Schneider |  |  | 2023-02-03
2 | 2 | pc/s |  | Miniature circuit breaker, 3 pole, 6 amps, Brand: Schneider |  |  | 2023-02-03
3 | 2 | pc/s |  | Control relay, 4 C/O, 24V, Brand: Nieaf Smitt |  |  | 2023-02-03
4 | 100 | pc/s |  | Feed-through terminal blocks, UK6N, Brand: Phoenix Contact |  |  | 2023-02-03
5 | 14 | pc/s |  | End cover, D-UK 4/10, Brand: Pheonix contact |  |  | 2023-02-03
6 | 14 | pc/s |  | End clamp, E-UK, Brand: Pheonix contact |  |  | 2023-02-03
7 | 80 | meter/s |  | Control wire, red, 1.5mm2, JJ Lapp |  |  | 2023-02-03
8 | 80 | meter/s |  | l wire, gray, 1.5mm2, JJ Lapp |  |  | 2023-02-03
9 | 35 | meter/s |  | Control wire, yellow/green, 1.5mm2, JJ Lapp |  |  | 2023-02-03
10 | 100 | pc/s |  | Control wire, yellow, 2.5mm2, JJ Lapp |  |  | 2023-02-03
11 | 100 | pc/s |  | Ferrule lugs (Blue), type: E1508, insulated |  |  | 2023-02-03
12 | 100 | pc/s |  | Terminal lugs, spade or y-type, size: 2-4, insulated |  |  | 2023-02-03
13 | 100 | pc/s |  | Terminal lugs, spade or wye type, size: 3.5-5, insulated |  |  | 2023-02-03
14 | 1 | pc/s |  | Selector switch, 2 pole, 3 position |  |  | 2023-02-03
15 | 50 | pc/s |  | Mounting tie, 1/2" x 1/2" |  |  | 2023-02-03

## EIC-009-2023
d
Central Negros Power Reliability, Inc.
(Main Office) 88 Corner Rizal-Mabini Sts. Bacolod City
(Plant Site) Purok San Jose, Barangay Calumangan, Bago City
Telfax: (034) 436-1932
PURCHASE REQUEST
Purchase Request: |  | EIC-009-2023 |  |  | Department: | Electrical/EIC
Date Prepared: |  | 2023-01-09 |  |  | Dept. Code | EIC
Date Issued: |  | 2023-01-11 |  |  | Requestor: | Kennah Sasamoto
[5 empty] | Urgency No.: | 1
| Purpose: | Replacement of Defective Pressure Sender for Auxiliary Generator
| End-Use: | Auxiliary Generator
Item No. | Qty | UOM | Part No. | Description |  | WH Stocks | Date Needed
1 | 1 | unit |  | Pressure Sender Brand: VDO, Part number: VDO 360-081-029-020C Pressure range: 0 to 10 Bar Thread: 1/4 - 18 NPTF Sender resistance range: 10 - 184 Ohm Sensor signal: 1-pole common ground |  |  | 2023-02-10
2 | 1 | pc |  | Miniature circuit breaker (MCB) Brand: Schneider Ratings: 10 amps, 230 V, 2 pole |  |  | 2023-02-10

## OPE-169-2022
d
Central Negros Power Reliability, Inc.
(Main Office) 88 Corner Rizal-Mabini Sts. Bacolod City
(Plant Site) Purok San Jose, Barangay Calumangan, Bago City
Telfax: (034) 436-1932
PURCHASE REQUEST
Purchase Request: |  | OPE-169-2022 |  |  | Department: | Operations
Date Prepared: |  | 2022-06-16 |  |  | Dept. Code | OPE
Date Issued: |  | 2022-06-16 |  |  | Requestor: | Godfrey S. E. Samano
[5 empty] | Urgency No.: | 1 |  |  | System PR No.: OPE23-1244-CNPR-MNL
| Purpose: | 1500 R-hrs Preventive Maintenance Requirement
| End-Use: | DG Unit 3
Item No. | Qty | UOM | Part No. | Description |  | WH Stocks | Date Needed
1 | 1 | pack |  | Dessicant, Silica Gel, Blue (3 kgs/pack) |  |  | 2023-02-10
2 | 4 | pcs |  | Bulb, Pilot, 24vdc, 0.3 Amps |  |  | 2023-02-10
3 | 4 | pcs |  | Bulb, Pilot, 125vdc, 0.3 Amps |  |  | 2023-02-10

## WHC-202-2022
d
Central Negros Power Reliability, Inc.
(Main Office) 88 Corner Rizal-Mabini Sts. Bacolod City
(Plant Site) Purok San Jose, Barangay Calumangan, Bago City
Telfax: (034) 436-1932
PURCHASE REQUEST
Purchase Request: |  | WHC-202-2022 |  |  | Department: | Warehouse - CENPRI
Date Prepared: |  | 2022-07-26 |  |  | Dept. Code | WHC
Date Issued: |  | 2022-07-30 |  |  | Requestor: | Donna Gellada
[5 empty] | Urgency No.: | 1 |  |  | System PR No.: WHC23-1245-CNPR-MNL
| Purpose: | Cleaning & Preservation of Inventory Items & Parts
| End-Use: | CENPRI Warehouse
Item No. | Qty | UOM | Part No. | Description |  | WH Stocks | Date Needed
1 | 1 | gallon |  | Vappro 868 VCI Corrosion Inhibitor Wax Coating (4 liters/gallon) |  |  | 2023-02-20

## EIC-057-2023
d
Central Negros Power Reliability, Inc.
(Main Office) 88 Corner Rizal-Mabini Sts. Bacolod City
(Plant Site) Purok San Jose, Barangay Calumangan, Bago City
Telfax: (034) 436-1932
PURCHASE REQUEST
Purchase Request: |  | EIC-057-2023 |  |  | Department: | Electrical / EIC
Date Prepared: |  | 2023-02-24 |  |  | Dept. Code | EIC
Date Issued: |  | 2023-02-27 |  |  | Requestor: | Kennah Sasamoto
[5 empty] | Urgency No.: | 1 |  |  | System PR No.: EIC23-1246-CNPR-MNL
| Purpose: | Replacement of Defective Electrolytic Capacitor at 125VDC Battery Charger
| End-Use: | 125VDC Battery Charger for Switchgear
Item No. | Qty | UOM | Part No. | Description |  | WH Stocks | Date Needed
1 | 3 | pc/s |  | Electrolytic capacitor, 10,000uF, 400Vdc |  |  | 2023-03-06

## ITS-101-2022
d
Central Negros Power Reliability, Inc.
(Main Office) 88 Corner Rizal-Mabini Sts. Bacolod City
(Plant Site) Purok San Jose, Barangay Calumangan, Bago City
Telfax: (034) 436-1932
PURCHASE REQUEST
Purchase Request: |  | ITS-101-2022 |  |  | Department: | IT Department - SITE
Date Prepared: |  | 2022-04-08 |  |  | Dept. Code | ITS
Date Issued: |  | 2022-04-08 |  |  | Requestor: | Jushkyle Jambongana/Mark Delos Santos
[5 empty] | Urgency No.: | 1 |  |  | System PR No.: ITS23-1247-CNPR-MNL
| Purpose: | Replacement of Damage Laptop
| End-Use: | Rebecca Alunan
Item No. | Qty | UOM | Part No. | Description |  | WH Stocks | Date Needed
1 | 1 | pc/s |  | Laptop, Brand: Acer, HP, Lenovo. Processor: Core i3, i5 or i7 7th gen to 10th gen. Graphics Card: 2GB MX230 Nvidia Geforce. RAM: 4-8gb ddr4. Storage: 256gb SDD + 1TB HDD, Activated Windows 10 Home |  |  | 2023-03-09

## PR-505-2019
d
Central Negros Power Reliability, Inc.
(Main Office) 88 Corner Rizal-Mabini Sts. Bacolod City
(Plant Site) Purok San Jose, Barangay Calumangan, Bago City
Telfax: (034) 436-1932
PURCHASE REQUEST
Purchase Request: |  | PR-505-2019 |  |  | Department: | Operation
Date Prepared: |  | 2019-10-01 |  |  | Dept. Code | OPE
Date Issued: |  | 2019-10-01 |  |  | Requestor: | Elmer Torrijos
[5 empty] | Urgency No.: | 1 |  |  | System PR No.: OPE23-1249-CNPR-MNL
| Purpose: | Repair of Starting Air and Control Air Compressors Thread Connection
| End-Use: | Runnning Units (DG Unit 1-5)
Item No. | Qty | UOM | Part No. | Description |  | WH Stocks | Date Needed
1 | 1 | set |  | Hand Tap, 12.5 mm x 1.25 pitch |  |  | 2023-03-24

## Updgrade Desktop
d
Central Negros Power Reliability, Inc.
(Main Office) 88 Corner Rizal-Mabini Sts. Bacolod City
(Plant Site) Purok San Jose, Barangay Calumangan, Bago City
Telfax: (034) 436-1932
PURCHASE REQUEST
Purchase Request: |  |  |  |  | Department: | Manila Office Admin
Date Prepared: |  | 2023-02-09 |  |  | Dept. Code | MOA
Date Issued: |  | 2023-02-16 |  |  | Requestor: | Luigi Cruz
[5 empty] | Urgency No.: | 1 |  |  | System PR No.: MOA23-1250-CNPR-MNL
| Purpose: | For upgrade of Purchaser's desktop
| End-Use: | For Joana Marie Cosico's desktop
Item No. | Qty | UOM | Part No. | Description |  | WH Stocks | Date Needed
1 | 1 | pc |  | Desktop SSD 250 Gb |  |  | 2023-03-17
2 | 1 | pc |  | A4tech keyboard/mouse combo |  |  | 2023-03-17
3 | 1 | pc |  | DDr3 8Gb Ram 1600 |  |  | 2023-03-17

## EIC-045-2023
d
Central Negros Power Reliability, Inc.
(Main Office) 88 Corner Rizal-Mabini Sts. Bacolod City
(Plant Site) Purok San Jose, Barangay Calumangan, Bago City
Telfax: (034) 436-1932
PURCHASE REQUEST
Purchase Request: |  | EIC-045-2023 |  |  | Department: | Electrical/EIC
Date Prepared: |  | 2023-02-04 |  |  | Dept. Code | EIC
Date Issued: |  | 2023-02-09 |  |  | Requestor: | Kennah Sasamoto
[5 empty] | Urgency No.: | 1 |  |  | System PR No.: EIC23-1251-CNPR-MNL
| Purpose: | Spare Units for 125Vdc System on Switchgear Panel
| End-Use: | 125Vdc System on Switchgear Panel
Item No. | Qty | UOM | Part No. | Description |  | WH Stocks | Date Needed
1 | 3 | units |  | Lead Acid Battery, Brand: CELNED CSL VRLA Model: CSL12V100 Charging volatge ( 25deg.C , 77deg.C) Standby use: 13.6V - 13.8V Cycle use: 14.4V - 14.7V Max charging current: 30A |  |  | 2023-04-12

## EIC-045-2023-replacement
d
Central Negros Power Reliability, Inc.
(Main Office) 88 Corner Rizal-Mabini Sts. Bacolod City
(Plant Site) Purok San Jose, Barangay Calumangan, Bago City
Telfax: (034) 436-1932
PURCHASE REQUEST
Purchase Request: |  | EIC-045-2023 |  |  | Department: | Electrical/EIC
Date Prepared: |  | 2023-02-04 |  |  | Dept. Code | EIC
Date Issued: |  | 2023-02-09 |  |  | Requestor: | Kennah Sasamoto
[5 empty] | Urgency No.: | 1 |  |  |  | System PR No.: EIC23-1256-CNPR-MNL
| Purpose: | Replacement Units for 125Vdc System on Switchgear Panel
| End-Use: | 125Vdc System on Switchgear Panel | [6 empty] | Note: | March 24, 2023 - per ms. May, change the purpose to
Item No. | Qty | UOM | Part No. | Description |  | WH Stocks | Date Needed |  |  |  | Replacement so that we can include it in
1 | 3 | units |  | Lead Acid Battery, Brand: CELNED CSL VRLA Model: CSL12V100 Charging volatge ( 25deg.C , 77deg.C) Standby use: 13.6V - 13.8V Cycle use: 14.4V - 14.7V Max charging current: 30A |  |  | 2023-04-12 |  |  |  | IEMOP claim

## EIC-069-2023
d
Central Negros Power Reliability, Inc.
(Main Office) 88 Corner Rizal-Mabini Sts. Bacolod City
(Plant Site) Purok San Jose, Barangay Calumangan, Bago City
Telfax: (034) 436-1932
PURCHASE REQUEST
Purchase Request: |  | EIC-069-2023 |  |  | Department: | Electrical/EIC
Date Prepared: |  | 2023-03-08 |  |  | Dept. Code | EIC
Date Issued: |  | 2023-03-13 |  |  | Requestor: | Kennah Sasamoto
[5 empty] | Urgency No.: | 1 |  |  | System PR No.: EIC23-1252-CNPR-MNL
| Purpose: | Replacement of Defective Monitoring Control Board
| End-Use: | 125VDC Battery Charger for Switchgear
Item No. | Qty | UOM | Part No. | Description |  | WH Stocks | Date Needed
1 | 1 | unit |  | Monitoring control board, 125Vdc Battery charger specs: Brand: AFA Technologies Input: 220VAC ±10% 60Hz Output: 125VDC ±1% Capacity: 20 Amps |  |  | 2023-03-15

## SPE-308-2022
d
Central Negros Power Reliability, Inc.
(Main Office) 88 Corner Rizal-Mabini Sts. Bacolod City
(Plant Site) Purok San Jose, Barangay Calumangan, Bago City
Telfax: (034) 436-1932
PURCHASE REQUEST
Purchase Request: |  | SPE-308-2022 |  |  | Department: | Special Projects / EIC
Date Prepared: |  | 2022-09-15 |  |  | Dept. Code | SPE
Date Issued: |  | 2022-09-15 |  |  | Requestor: | Iris J. Sixto
[5 empty] | Urgency No.: | 1 |  |  | System PR No.: SPE23-1253-CNPR-MNL
| Purpose: | Modification and Repair of Switch Yard Fence Phase-2, Option-1 ( Half Concrete Extended to Drain Canal Rip rap Wall )
| End-Use: | Special Projects/Electrical
Item No. | Qty | UOM | Part No. | Description |  | WH Stocks | Date Needed
1 | 4 | pc/s |  | Terminal Lugs , Standard Barrel, 1 Hole 250MCM (125mm) Wire Size , 4/0 AWG |  |  | 2023-03-30
2 | 4 | pc/s |  | Solderless Connector 4/0 Str. 250MCM Split-Bolt Connector |  |  | 2023-03-30
3 | 14 | meters |  | Wire, Copper, Bare,125MM2, 4/0 AWG, Stranded |  |  | 2023-03-30

## OPE-066-2023
d
Central Negros Power Reliability, Inc.
(Main Office) 88 Corner Rizal-Mabini Sts. Bacolod City
(Plant Site) Purok San Jose, Barangay Calumangan, Bago City
Telfax: (034) 436-1932
PURCHASE REQUEST
Purchase Request: |  | OPE-066-2023 |  |  | Department: | Operations
Date Prepared: |  | 2023-02-27 |  |  | Dept. Code | OPE
Date Issued: |  | 2023-02-27 |  |  | Requestor: | Godfrey S. E. Samano
[5 empty] | Urgency No.: | 1 |  |  | System PR No.: OPE23-1254-CNPR-MNL
| Purpose: | Replacement Parts for Engine Units
| End-Use: | DG Units 4 and 5
Item No. | Qty | UOM | Part No. | Description |  | WH Stocks | Date Needed
1 | 6 | pc/s |  | Ring (1), 02005013400 |  |  | 2023-04-21
2 | 6 | pc/s |  | Ring (2), 02005013300 |  |  | 2023-04-21
3 | 12 | pc/s |  | Ring (3 & 4), 02.005.0122.00 |  |  | 2023-04-21
4 | 12 | pc/s |  | Ring (5 & 6), 02005002300 |  |  | 2023-04-21
5 | 12 | pc/s |  | Liner o-ring, 00.653.505.6.68 |  |  | 2023-04-21
6 | 36 | pc/s |  | Joint, 02.008.0011.00 |  |  | 2023-04-21
7 | 36 | pc/s |  | O-ring, 00.653.026.7.68 |  |  | 2023-04-21
8 | 36 | pc/s |  | O-ring, 00.652.48.53.63 |  |  | 2023-04-21
9 | 72 | pc/s |  | O-ring, 00.652.34.53.63 |  |  | 2023-04-21
10 | 6 | pc/s |  | Ring, 02008044400 |  |  | 2023-04-21
11 | 36 | pc/s |  | O-ring, 00.652.32.53.63 |  |  | 2023-04-21
12 | 18 | pc/s |  | Bush (Upper), 02.015.005300 |  |  | 2023-04-21
13 | 36 | pc/s |  | Bush (Lower), 02.015.0020000 |  |  | 2023-04-21
14 | 36 | pc/s |  | O-ring, 00.653.115.5.68 |  |  | 2023-04-21
15 | 114 | pc/s |  | O-ring, 00.652.18.35.63 |  |  | 2023-04-21
16 | 18 | pc/s |  | Bush (upper), 02015002000 |  |  | 2023-04-21
17 | 36 | pc/s |  | Bush (lower), 02015009100 |  |  | 2023-04-21
18 | 12 | pc/s |  | Water Pipe, 02.015.0219.01 |  |  | 2023-04-21
19 | 36 | pc/s |  | Lower Guide, 78.29.023 |  |  | 2023-04-21
20 | 108 | pc/s |  | Spindle Gas, 78.29.020 |  |  | 2023-04-21
21 | 108 | pc/s |  | Sealing Rings, 78.29.021 |  |  | 2023-04-21
22 | 18 | pc/s |  | Upper Guide, 78.29.036 |  |  | 2023-04-21
23 | 72 | pc/s |  | Gasket, 78.29.035 |  |  | 2023-04-21
24 | 108 | pc/s |  | O-ring, 00.652.11.26.63 |  |  | 2023-04-21
25 | 18 | pc/s |  | Spring, 02.016.003000 |  |  | 2023-04-21
26 | 18 | pc/s |  | O-ring, 017 Q 112 |  |  | 2023-04-21
27 | 18 | pc/s |  | O-ring, 017 Q 111 |  |  | 2023-04-21
28 | 9 | pc/s |  | O-ring, 00.652.35.53.63 |  |  | 2023-04-21
29 | 9 | pc/s |  | Seal, 00.666.039.1.69 |  |  | 2023-04-21
30 | 18 | pc/s |  | O-ring, 00.655.064.2.63 |  |  | 2023-04-21
31 | 36 | pc/s |  | O-ring, 00.652.38.53.63 |  |  | 2023-04-21
32 | 36 | pc/s |  | O-ring, 00.652.95.17.53 |  |  | 2023-04-21
33 | 4 | pc/s |  | Roller, 52020010100 |  |  | 2023-04-21
34 | 4 | pc/s |  | Floating Ring (Bushing), 01.020.0006.00 |  |  | 2023-04-21
35 | 4 | pc/s |  | Spindle, 52020900300 |  |  | 2023-04-21
36 | 6 | pc/s |  | Pushrod, 02.020.0311.00+'02.420.8331.00 |  |  | 2023-04-21
37 | 3 | pc/s |  | Inlet Cam (Split Type), 52024902000 |  |  | 2023-04-21
38 | 3 | pc/s |  | Exhaust Cam (Split Type), 52024901900 |  |  | 2023-04-21
39 | 3 | pc/s |  | Fuel Cam (Split Type), 52024902100 |  |  | 2023-04-21
40 | 4 | pc/s |  | Plunger / Barrell, 52030800100 |  |  | 2023-04-21
41 | 18 | pc/s |  | O-ring, 00.652.35.53.68 |  |  | 2023-04-21
42 | 9 | pc/s |  | O-ring, 00.652.32.53.68 |  |  | 2023-04-21
43 | 4 | pc/s |  | Barrel Cap, 02.030.0005.00 |  |  | 2023-04-21
44 | 4 | pc/s |  | Outlet Valve for Barrel Cap, 02.030.0152.00 |  |  | 2023-04-21
45 | 4 | pc/s |  | Spring for Outlet Valve, 02.030.0053.00 |  |  | 2023-04-21
46 | 4 | pc/s |  | Thrust, 02.030.0033.00 |  |  | 2023-04-21
47 | 6 | pc/s |  | Pipe, 02.042.0021.00 |  |  | 2023-04-21
48 | 4 | pc/s |  | Camshaft Bearing Set, 52032800200 |  |  | 2023-04-21
49 | 4 | pc/s |  | Roller, 02032058400 |  |  | 2023-04-21
50 | 4 | pc/s |  | Floating Ring (Bushing), 01.020.0006.00 |  |  | 2023-04-21
51 | 4 | pc/s |  | Spindle, 52020900300 |  |  | 2023-04-21
52 | 18 | pc/s |  | Gasket, 01.035.0005.00 |  |  | 2023-04-21
53 | 3 | pc/s |  | O-ring, 00.661.87.99.01 |  |  | 2023-04-21
54 | 3 | pc/s |  | O-ring, 00.661.76.83.01 |  |  | 2023-04-21
55 | 2 | pc/s |  | O-ring, 00.652.73.70.63 |  |  | 2023-04-21
56 | 2 | pc/s |  | O-ring, 00.652.50.53.63 |  |  | 2023-04-21
57 | 2 | pc/s |  | Joint, 02.065.0305.00 |  |  | 2023-04-21
58 | 2 | pc/s |  | Pin, 00.235.05.018.1 |  |  | 2023-04-21
59 | 2 | pc/s |  | Pin, 00.235.04.045.1 |  |  | 2023-04-21
60 | 2 | pc/s |  | Joint, 99602326151 |  |  | 2023-04-21
61 | 2 | pc/s |  | Joint, 00.658.06.022.1 |  |  | 2023-04-21
62 | 2 | pc/s |  | Ring, 00.652.35.53.67 |  |  | 2023-04-21
63 | 2 | pc/s |  | Joint, 00.658.03.012.1 |  |  | 2023-04-21
64 | 2 | pc/s |  | Ring, 00.652.23.35.67 |  |  | 2023-04-21
65 | 6 | pc/s |  | Bellows, 02128004100 |  |  | 2023-04-21

## OPE-067-2023
d
Central Negros Power Reliability, Inc.
(Main Office) 88 Corner Rizal-Mabini Sts. Bacolod City
(Plant Site) Purok San Jose, Barangay Calumangan, Bago City
Telfax: (034) 436-1932
PURCHASE REQUEST
Purchase Request: |  | OPE-067-2023 |  |  | Department: | Operations
Date Prepared: |  | 2023-02-27 |  |  | Dept. Code | OPE
Date Issued: |  | 2023-02-27 |  |  | Requestor: | Godfrey S. E. Samano
[5 empty] | Urgency No.: | 1 |  |  | System PR No.: OPE23-1255-CNPR-MNL
| Purpose: | Replacement Parts for Engine Units
| End-Use: | DG Units 1, 2 and 3
Item No. | Qty | UOM | Part No. | Description |  | WH Stocks | Date Needed
1 | 24 | pc/s |  | Sealing Ring, K 21407 |  |  | 2023-04-21
2 | 216 | pc/s |  | O-ring for Valve Seat, K 27122 |  |  | 2023-04-21
3 | 48 | pc/s |  | O-ring for Cylinder Cover, K 27051 |  |  | 2023-04-21
4 | 24 | pc/s |  | O-ring for K 27010, K 27055 |  |  | 2023-04-21
5 | 6 | pc/s |  | Indicator Valve Complete, K 27750 |  |  | 2023-04-21
6 | 12 | pc/s |  | Nozzle with needle and cooling ring, complete for Fuel Injection Valve, Spray Data: 160 x 12 x 0.475, K 27240 |  |  | 2023-04-21
7 | 12 | pc/s |  | Pin For Nozzle Holder, K 27202 |  |  | 2023-04-21
8 | 72 | pc/s |  | O-ring For Nozzle Holder, K 27211 |  |  | 2023-04-21
9 | 6 | pc/s |  | Nozzle Holder, K 27201 |  |  | 2023-04-21
10 | 4 | pc/s |  | Pin for Valve Housing K 27255, K 27256 |  |  | 2023-04-21
11 | 12 | pc/s |  | O-ring for K 27402, K 27411 |  |  | 2023-04-21
12 | 24 | pc/s |  | Sealing Ring, K 27419 |  |  | 2023-04-21
13 | 1 | set |  | 1.2 mm Undersized Bearing, K 33210 / K 33220 |  |  | 2023-04-21
14 | 2 | pc/s |  | Pneumatic Valve for Distributor, K 47065 |  |  | 2023-04-21
15 | 2 | pc/s |  | Thrust washer for distributing disc, K 43170 |  |  | 2023-04-21
16 | 6 | pc/s |  | Plunger Ring, K 43521 |  |  | 2023-04-21
17 | 1 | pc/s |  | Non-return Valve, K 43515 |  |  | 2023-04-21
18 | 1 | pc/s |  | Spring for plunger, K 43520 |  |  | 2023-04-21
19 | 4 | pc/s |  | Valve Actuating Rod, K 44114 |  |  | 2023-04-21
20 | 2 | pc/s |  | Pin, K 55015 |  |  | 2023-04-21
21 | 18 | pc/s |  | Hose Sealing, K 67029 |  |  | 2023-04-21
22 | 1 | pc/s |  | Coupling for Orbit Motor, K 72122 |  |  | 2023-04-21
23 | 1 | unit |  | Motor Assembly for Turning Gear, K 32401 |  |  | 2023-04-21

## OPE-005-2023
d
Central Negros Power Reliability, Inc.
(Main Office) 88 Corner Rizal-Mabini Sts. Bacolod City
(Plant Site) Purok San Jose, Barangay Calumangan, Bago City
Telfax: (034) 436-1932
PURCHASE REQUEST
Purchase Request: |  | OPE-005-2023 |  |  | Department: | Operations
Date Prepared: |  | 2023-01-04 |  |  | Dept. Code | OPE
Date Issued: |  | 2023-01-04 |  |  | Requestor: | Godfrey S. E. Samano
[5 empty] | Urgency No.: | 1 |  |  | System PR No.: OPE23-1258-CNPR-MNL
| Purpose: | Sulzer Engine-Driver JW Pump
End-Use:
Item No. | Qty | UOM | Part No. | Description |  | WH Stocks | Date Needed
1 | 2 | pc/s |  | Mechanical Seal for Cooling Water Pump, K73027 |  |  | 2023-04-21
2 | 2 | pc/s |  | Shaft Seal for bearing Housing K73011, K73028 |  |  | 2023-04-21
3 | 2 | pc/s |  | O-ring for Cover K73018, K73036 |  |  | 2023-04-21
4 | 2 | pc/s |  | O-ring for Bearing Housing K73011, K73037 |  |  | 2023-04-21

## OPE-049-2023
d
Central Negros Power Reliability, Inc.
(Main Office) 88 Corner Rizal-Mabini Sts. Bacolod City
(Plant Site) Purok San Jose, Barangay Calumangan, Bago City
Telfax: (034) 436-1932
PURCHASE REQUEST
Purchase Request: |  | OPE-049-2023 |  |  | Department: | Operations
Date Prepared: |  | 2023-02-08 |  |  | Dept. Code | OPE
Date Issued: |  | 2023-02-08 |  |  | Requestor: | AB Ortega
[5 empty] | Urgency No.: | 1 |  |  | System PR No.: OPE23-1259-CNPR-MNL
| Purpose: | Replacement Parts for Exhaust Piping(K 811-13)
| End-Use: | DG # 1-2-3
Item No. | Qty | UOM | Part No. | Description |  | WH Stocks | Date Needed
1 | 3 | pc/s |  | K81104 - Exhaust piping for cylinder 6L |  |  | 2023-04-21
2 | 3 | pc/s |  | K81105 - Exhaust piping for cylinder 5L |  |  | 2023-04-21
3 | 3 | pc/s |  | K81106 - Exhaust piping for cylinder 4L |  |  | 2023-04-21
4 | 3 | pc/s |  | K81107 - Exhaust piping for cylinder 3L |  |  | 2023-04-21
5 | 3 | pc/s |  | K81108 - Exhaust piping for cylinder 2L |  |  | 2023-04-21
6 | 3 | pc/s |  | K81109 - Exhaust piping for cylinder 1L |  |  | 2023-04-21
7 | 3 | pc/s |  | K81110 - Exhaust piping for cylinder 6R |  |  | 2023-04-21
8 | 3 | pc/s |  | K81111 - Exhaust piping for cylinder 5R |  |  | 2023-04-21
9 | 3 | pc/s |  | K81112 - Exhaust piping for cylinder 4R |  |  | 2023-04-21
10 | 3 | pc/s |  | K81113 - Exhaust piping for cylinder 3R |  |  | 2023-04-21
11 | 3 | pc/s |  | K81114 - Exhaust piping for cylinder 2R |  |  | 2023-04-21
12 | 3 | pc/s |  | K81115 - Exhaust piping for cylinder 1R |  |  | 2023-04-21
13 | 6 | pc/s |  | K81260 - Exhaust piping support, complete |  |  | 2023-04-21
14 | 6 | pc/s |  | K81132 - Exhaust bend (left) for exhaust piping |  |  | 2023-04-21
15 | 6 | pc/s |  | K81133 - Exhaust bend (right) for exhaust piping |  |  | 2023-04-21

## SUPPLIES - April
Central Negros Power Reliability, Inc.
(Main Office) 88 Corner Rizal-Mabini Sts. Bacolod City
(Plant Site) Purok San Jose, Barangay Calumangan, Bago City
Telfax: (034) 436-1932
PURCHASE REQUEST
Purchase Request: |  |  |  |  | Department: | Manila Office Admin
Date Prepared: |  | 2023-03-28 |  |  | Dept. Code | MOA
Date Issued: |  | 2023-03-28 |  |  | Requestor: | Joana Marie Cosico
[5 empty] | Urgency No.: | 1 |  | System PR No.: MOA23-1257-CNPR-MNL
| Purpose: | Manila Office Supplies
| End-Use: | For the month of April
Item No. | Qty | UOM | Part No. | Description |  | WH Stocks | Date Needed
1 | 2 | reams |  | HARD COPY Short Bond Paper, Sub 20 |  |  | 2023-04-12
2 | 5 | pc/s |  | Packaging Tape - Transparent - 2" x 100 |  |  | 2023-04-12
3 | 1 | pc/s |  | Big Scissor 8" |  |  | 2023-04-12
4 | 1 | pc/s |  | Pilot Pentel Pen - Black |  |  | 2023-04-12
5 | 2 | pc/s |  | HBW Matrix OG-5, Black |  |  | 2023-04-12
6 | 2 | pc/s |  | Scotch Tape 1" x 50, Brand: Crocodile |  |  | 2023-04-12
7 | 10 | pc/s |  | Short Brown envelope |  |  | 2023-04-12
8 | 10 | pc/s |  | Long Brown Envelope |  |  | 2023-04-12
9 | 10 | pc/s |  | Long Brown Expandable Envelope |  |  | 2023-04-12
10 | 1 | roll |  | Plastic Twine |  |  | 2023-04-12

## EIC-100-2023
d
Central Negros Power Reliability, Inc.
(Main Office) 88 Corner Rizal-Mabini Sts. Bacolod City
(Plant Site) Purok San Jose, Barangay Calumangan, Bago City
Telfax: (034) 436-1932
PURCHASE REQUEST
Purchase Request: |  | EIC-100-2023 |  |  | Department: | Electrical/EIC
Date Prepared: |  | 2023-04-13 |  |  | Dept. Code | EIC
Date Issued: |  | 2023-04-13 |  |  | Requestor: | Kennah Sasamoto
[5 empty] | Urgency No.: | 1 |  |  | System PR No.: EIC23-1260-CNPR-MNL
| Purpose: | Replacement of Busted High Voltage Fuse in Generator Potential Transformer
| End-Use: | Generator Potential Transformer at DG # 2
Item No. | Qty | UOM | Part No. | Description |  | WH Stocks | Date Needed
1 | 6 | pc/s |  | High Voltage Fuse Brand: Bussman Ratings: 15.5kV, 12CAVH 1E, 25/94 |  |  | 2023-04-15

## OPE-090-2023
d
Central Negros Power Reliability, Inc.
(Main Office) 88 Corner Rizal-Mabini Sts. Bacolod City
(Plant Site) Purok San Jose, Barangay Calumangan, Bago City
Telfax: (034) 436-1932
PURCHASE REQUEST
Purchase Request: |  | OPE-090-2023 |  |  | Department: | Operations
Date Prepared: |  | 2023-03-25 |  |  | Dept. Code | OPE
Date Issued: |  | 2023-03-25 |  |  | Requestor: | Alona T. Arroyo
[5 empty] | Urgency No.: | 1 |  |  | System PR No.: OPE23-1261-CNPR-MNL
| Purpose: | Operations and Maintenance Consumables
| End-Use: | Running Units (Units 1-5)
Item No. | Qty | UOM | Part No. | Description |  | WH Stocks | Date Needed
1 | 4 | can/s |  | Crack Detector, Magnaflux, Spotcheck SKL-SP2 Cleaner, Net Weight : 300g / 10.5 oz |  |  | 2023-05-05
2 | 2 | can/s |  | Crack Detector, Magnaflux, Spotcheck SKD-S2 Developer, Net Weight : 300g / 10.5 oz |  |  | 2023-05-05

## OPE-114-2023
d
Central Negros Power Reliability, Inc.
(Main Office) 88 Corner Rizal-Mabini Sts. Bacolod City
(Plant Site) Purok San Jose, Barangay Calumangan, Bago City
Telfax: (034) 436-1932
PURCHASE REQUEST
Purchase Request: |  | OPE-114-2023 |  |  | Department: | Operations
Date Prepared: |  | 2023-04-25 |  |  | Dept. Code | OPE
Date Issued: |  | 2023-04-25 |  |  | Requestor: | Alona T. Arroyo
[5 empty] | Urgency No.: | 1 |  |  | System PR No.: OPE23-1262-CNPR-MNL
| Purpose: | Consumables for the Non-Destructive Testing, Servicing and Reconditioning of Engine Parts
| End-Use: | DG Unit 4
Item No. | Qty | UOM | Part No. | Description |  | WH Stocks | Date Needed
1 | 10 | can/s |  | Crack Detector, Magnaflux, Spotcheck SKC-S Cleaner, Net Weight : 300g / 10.5 oz |  |  | 2023-05-05
2 | 5 | can/s |  | Crack Detector, Magnaflux, Spotcheck SKL-SP2 Penetrant, Net Weight : 300g / 10.5 oz |  |  | 2023-05-05
3 | 8 | can/s |  | Crack Detector, Magnaflux, Spotcheck SKD-S2 Developer, Net Weight : 300g / 10.5 oz |  |  | 2023-05-05

## OPE-048-2023
d
Central Negros Power Reliability, Inc.
(Main Office) 88 Corner Rizal-Mabini Sts. Bacolod City
(Plant Site) Purok San Jose, Barangay Calumangan, Bago City
Telfax: (034) 436-1932
PURCHASE REQUEST
Purchase Request: |  | OPE-048-2023 |  |  | Department: | Operations
Date Prepared: |  | 2023-02-07 |  |  | Dept. Code | OPE
Date Issued: |  | 2023-02-07 |  |  | Requestor: | Alona T. Arroyo
[5 empty] | Urgency No.: | 1 |  |  | System PR No.: OPE23-1263-CNPR-MNL
| Purpose: | Operations and Maintenance Consumables
| End-Use: | Running Units (Units 1-5)
Item No. | Qty | UOM | Part No. | Description |  | WH Stocks | Date Needed
1 | 1 | container |  | Uniliq Multicleaner |  |  | 2023-05-05

## EIC-089-2023
d
Central Negros Power Reliability, Inc.
(Main Office) 88 Corner Rizal-Mabini Sts. Bacolod City
(Plant Site) Purok San Jose, Barangay Calumangan, Bago City
Telfax: (034) 436-1932
PURCHASE REQUEST
Purchase Request: |  | EIC-089-2023 |  |  | Department: | Electrical/EIC
Date Prepared: |  | 2023-03-24 |  |  | Dept. Code | EIC
Date Issued: |  | 2023-03-28 |  |  | Requestor: | Kennah Sasamoto
[5 empty] | Urgency No.: | 1 |  |  | System PR No.: EIC23-1264-CNPR-MNL
| Purpose: | Replacement of Defective Electrolytic Capacitor
| End-Use: | Replacement of Defective Electrolytic Capacitor
Item No. | Qty | UOM | Part No. | Description |  | WH Stocks | Date Needed
1 | 1 | pc |  | Electrolytic Capacitor Rating: 22,000uF, 200Vdc Brand: Kendeil Part number: K01200223__M0J143 |  |  | 2023-05-05

## PR-263-2019
d
Central Negros Power Reliability, Inc.
(Main Office) 88 Corner Rizal-Mabini Sts. Bacolod City
(Plant Site) Purok San Jose, Barangay Calumangan, Bago City
Telfax: (034) 436-1932
PURCHASE REQUEST
Purchase Request: |  | PR-263-2019 |  |  | Department: | Maintenance
Date Prepared: |  | 2019-05-21 |  |  | Dept. Code | MAI
Date Issued: |  | 2019-05-21 |  |  | Requestor: | Elmer Torrijos / Gener Bawar
[5 empty] | Urgency No.: | 1 |  |  | System PR No.: MAI23-1265-CNPR-MNL
| Purpose: | Replacement of Damaged Hand Pump for Main Bearing & Cylinder Head Tightening
| End-Use: | Maintenance Equipment
Item No. | Qty | UOM | Part No. | Description |  | WH Stocks | Date Needed
1 | 1 | unit |  | HPT1500 HPT1500, Two Speed, High Pressure Hydraulic Hand Pump with Gauge, 1500 bar Type: Piston Operation: Hand Other characteristics: Portable Pressure: 1,500 bar |  |  | 2023-05-05

## OPE-087-2023
d
Central Negros Power Reliability, Inc.
(Main Office) 88 Corner Rizal-Mabini Sts. Bacolod City
(Plant Site) Purok San Jose, Barangay Calumangan, Bago City
Telfax: (034) 436-1932
PURCHASE REQUEST
Purchase Request: |  | OPE-087-2023 |  |  | Department: | Operations
Date Prepared: |  | 2023-03-25 |  |  | Dept. Code | OPE
Date Issued: |  | 2023-03-25 |  |  | Requestor: | Alona Arroyo
[5 empty] | Urgency No.: | 1 |  |  | System PR No.: OPE23-1267-CNPR-MNL
| Purpose: | Oil Refill for Auxiliary Generator
| End-Use: | Auxiliary Generator
Item No. | Qty | UOM | Part No. | Description |  | WH Stocks | Date Needed
1 | 1 | pail |  | Shell Rimula R4 x W40 |  |  | 2023-05-26

## OPE-088-2023
d
Central Negros Power Reliability, Inc.
(Main Office) 88 Corner Rizal-Mabini Sts. Bacolod City
(Plant Site) Purok San Jose, Barangay Calumangan, Bago City
Telfax: (034) 436-1932
PURCHASE REQUEST
Purchase Request: |  | OPE-088-2023 |  |  | Department: | Operations
Date Prepared: |  | 2023-03-25 |  |  | Dept. Code | OPE
Date Issued: |  | 2023-03-25 |  |  | Requestor: | Alona Arroyo
[5 empty] | Urgency No.: | 1 |  |  | System PR No.: OPE23-1268-CNPR-MNL
| Purpose: | Oil Refill for Starting Air and Control Air Compressors
| End-Use: | Running Units (Units 1-5)
Item No. | Qty | UOM | Part No. | Description |  | WH Stocks | Date Needed
1 | 1 | pail |  | Shell Corena S4 P 100 |  |  | 2023-05-26

## EIC-050-2023
d
Central Negros Power Reliability, Inc.
(Main Office) 88 Corner Rizal-Mabini Sts. Bacolod City
(Plant Site) Purok San Jose, Barangay Calumangan, Bago City
Telfax: (034) 436-1932
PURCHASE REQUEST
Purchase Request: |  | EIC-050-2023 |  |  | Department: | Electrical/EIC
Date Prepared: |  | 2023-02-08 |  |  | Dept. Code | EIC
Date Issued: |  | 2023-02-13 |  |  | Requestor: | Kennah Sasamoto
[5 empty] | Urgency No.: | 1 |  |  | System PR No.: EIC23-1269-CNPR-MNL
| Purpose: | Manual Refilling of Transformer Oil on MOCB and Power Transformer Breather
| End-Use: | MOCB and Power Transformer Breather
Item No. | Qty | UOM | Part No. | Description |  | WH Stocks | Date Needed
1 | 1 | pc |  | Siphon plastic hand drum pump |  |  | 2023-05-26

## EIC-123-2023
d
Central Negros Power Reliability, Inc.
(Main Office) 88 Corner Rizal-Mabini Sts. Bacolod City
(Plant Site) Purok San Jose, Barangay Calumangan, Bago City
Telfax: (034) 436-1932
PURCHASE REQUEST
Purchase Request: |  | EIC-123-2023 |  |  | Department: | Electrical/EIC
Date Prepared: |  | 2023-05-02 |  |  | Dept. Code | EIC
Date Issued: |  | 2023-05-08 |  |  | Requestor: | Kennah Sasamoto
[5 empty] | Urgency No.: | 1 |  |  | System PR No.: EIC23-1270-CNPR-MNL
| Purpose: | Replacement of Molded Case Circuit Breaker Due to Observe High Reading Temperature
| End-Use: | Raw Water Main Breaker
Item No. | Qty | UOM | Part No. | Description |  | WH Stocks | Date Needed
1 | 1 | pc |  | Circuit breaker, Molded Case, 630Amps, 3P, Schneider Electric, Easypact, CVS630N, TM600D, LV563316 |  |  | 2023-06-02

## EIC-016-2023
Central Negros Power Reliability, Inc.
(Main Office) 88 Corner Rizal-Mabini Sts. Bacolod City
(Plant Site) Purok San Jose, Barangay Calumangan, Bago City
Telfax: (034) 436-1932
PURCHASE REQUEST
Purchase Request: |  | EIC-016-2023 |  |  | Department: | Electrical/EIC
Date Prepared: |  | 2023-01-18 |  |  | Dept. Code | EIC
Date Issued: |  | 2023-01-19 |  |  | Requestor: | Kennah Sasamoto
[5 empty] | Urgency No.: | 1 |  | System PR No.: EIC23-1271-CNPR-MNL
| Purpose: | Winding Resistance Testing of All Induction Motors
| End-Use: | All Induction Motors
Item No. | Qty | UOM | Part No. | Description |  | WH Stocks | Date Needed
1 | 1 | unit |  | Handheld Ducter Low Resistance Ohmmeter with accessories Brand: Megger DLRO2 Dimension: 228 x 105 x 75 mm Current Range: 2 A, 1 A, 100 mA, 10 mA and 1 mA Resistance range: 1 μΩ - 2000 Ω |  |  | 2023-06-02

## EIC-010-2023
d
Central Negros Power Reliability, Inc.
(Main Office) 88 Corner Rizal-Mabini Sts. Bacolod City
(Plant Site) Purok San Jose, Barangay Calumangan, Bago City
Telfax: (034) 436-1932
PURCHASE REQUEST
Purchase Request: |  | EIC-010-2023 |  |  | Department: | Electrical/EIC
Date Prepared: |  | 2022-12-22 |  |  | Dept. Code | EIC
Date Issued: |  | 2023-01-13 |  |  | Requestor: | Kennah Sasamoto
[5 empty] | Urgency No.: | 1 |  |  | System PR No.: EIC23-1272-CNPR-MNL
| Purpose: | Replacement of Defective Thermal Overload for Raw Water
| End-Use: | Raw Water Unit # 4 & 5
Item No. | Qty | UOM | Part No. | Description |  | WH Stocks | Date Needed
1 | 2 | pcs |  | Thermal Overload Relay Brand: Schneider Electric, Model: LRD08 Thermal protection adjustment range: 2.5-4 Thermal overload class: Class 10A conforming to IEC 60947-4-1 auxiliary contact composition: 1 NO + 1 NC |  |  | 2023-06-02

## EIC-149-2023
d
Central Negros Power Reliability, Inc.
(Main Office) 88 Corner Rizal-Mabini Sts. Bacolod City
(Plant Site) Purok San Jose, Barangay Calumangan, Bago City
Telfax: (034) 436-1932
PURCHASE REQUEST
Purchase Request: |  | EIC-149-2023 |  |  | Department: | Electrical/EIC
Date Prepared: |  | 2023-05-16 |  |  | Dept. Code | EIC
Date Issued: |  | 2023-05-18 |  |  | Requestor: | Kennah Sasamoto
[5 empty] | Urgency No.: | 1 |  |  | System PR No.: EIC23-1273-CNPR-MNL
| Purpose: | Continuous Supply of Internet Switch for IO Device
| End-Use: | Scada RTU/IO
Item No. | Qty | UOM | Part No. | Description |  | WH Stocks | Date Needed
1 | 1 | pc |  | UPS, Specs: Brand: APC, 325VA, 230Vac, CS-325VA |  |  | 2023-05-19

## OPE-075-2023
d
Central Negros Power Reliability, Inc.
(Main Office) 88 Corner Rizal-Mabini Sts. Bacolod City
(Plant Site) Purok San Jose, Barangay Calumangan, Bago City
Telfax: (034) 436-1932
PURCHASE REQUEST
Purchase Request: |  | OPE-075-2023 |  |  | Department: | Operation
Date Prepared: |  | 2023-03-08 |  |  | Dept. Code | OPE
Date Issued: |  | 2023-03-08 |  |  | Requestor: | Godfrey S.E. Samano
[5 empty] | Urgency No.: | 1 |  |  | System PR No.: OPE23-1274-CNPR-MNL
| Purpose: | For Reconditioning of Tie Rod (Liner)
| End-Use: | Expansion Unit (DG Unit 6)
Item No. | Qty | UOM | Part No. | Description |  | WH Stocks | Date Needed
1 | 2 | gallons |  | Vappro 868 VCI Corrosion Inhibitor Wax Coating |  |  | 2023-05-19

## HAS-335-2022
d
Central Negros Power Reliability, Inc.
(Main Office) 88 Corner Rizal-Mabini Sts. Bacolod City
(Plant Site) Purok San Jose, Barangay Calumangan, Bago City
Telfax: (034) 436-1932
PURCHASE REQUEST
Purchase Request: |  | HAS-335-2022 |  |  | Department: | Safety
Date Prepared: |  | 2022-10-17 |  |  | Dept. Code | HAS
Date Issued: |  | 2022-10-19 |  |  | Requestor: | Ricky Madeja Analyn Sulig
[5 empty] | Urgency No.: | 1 |  |  | System PR No.: HAS23-1275-CNPR-MNL
| Purpose: | Replacement of Damaged Fire Hose
| End-Use: | Safety
Item No. | Qty | UOM | Part No. | Description |  | WH Stocks | Date Needed
1 | 4 | lengths |  | 1 1/2 Fire Fighting Hose 400 PSI working pressure, Double Jacket 1200 PSI Burst Pressure 81 bars (30meters) |  |  | 2023-06-09

## OPE-020-2023
d
Central Negros Power Reliability, Inc.
(Main Office) 88 Corner Rizal-Mabini Sts. Bacolod City
(Plant Site) Purok San Jose, Barangay Calumangan, Bago City
Telfax: (034) 436-1932
PURCHASE REQUEST
Purchase Request: |  | OPE-020-2023 |  |  | Department: | Operation
Date Prepared: |  | 2023-01-18 |  |  | Dept. Code | OPE
Date Issued: |  | 2023-01-18 |  |  | Requestor: | AB Ortega
[5 empty] | Urgency No.: | 1 |  |  | System PR No.: OPE23-1276-CNPR-MNL
| Purpose: | Servicing / Cleaning of Charge Air Cooler
| End-Use: | Charge Air Cooler (DG #1-2-3)
Item No. | Qty | UOM | Part No. | Description |  | WH Stocks | Date Needed
1 | 3 | sheets |  | Gasket 1/8" x 1m x 1m with wire insertion |  |  | 2023-06-23
2 | 5 | pc/s |  | Tombo Teflon Tape 3/4" |  |  | 2023-06-23

## HAS-157-2023
d
Central Negros Power Reliability, Inc.
(Main Office) 88 Corner Rizal-Mabini Sts. Bacolod City
(Plant Site) Purok San Jose, Barangay Calumangan, Bago City
Telfax: (034) 436-1932
PURCHASE REQUEST
Purchase Request: |  | HAS-157-2023 |  |  | Department: | Safety
Date Prepared: |  | 2023-05-25 |  |  | Dept. Code | HAS
Date Issued: |  | 2023-05-26 |  |  | Requestor: | Ricky Madeja
[5 empty] | Urgency No.: | 1 |  |  | System PR No.: HAS23-1277-CNPR-MNL
| Purpose: | For Jockey Pump & Centrifugal pump cut in/out
| End-Use: | Safety
Item No. | Qty | UOM | Part No. | Description |  | WH Stocks | Date Needed
1 | 1 | pc |  | Pressure Switch with 1/4" x 1/2" NPT Adaptor Process Connection Brand: UEDA Seisakusho Type: PL- 650 - 7G3 Pressure range: 5-40 Bar Diff. range: 1.5 - 10 Bar MFG. No. 108 6922 |  |  | 2023-06-23

## OPE-178-2023
d
Central Negros Power Reliability, Inc.
(Main Office) 88 Corner Rizal-Mabini Sts. Bacolod City
(Plant Site) Purok San Jose, Barangay Calumangan, Bago City
Telfax: (034) 436-1932
PURCHASE REQUEST
Purchase Request: |  | OPE-178-2023 |  |  | Department: | Operations
Date Prepared: |  | 2023-05-31 |  |  | Dept. Code | OPE
Date Issued: |  | 2023-05-31 |  |  | Requestor: | Alona T. Arroyo
[5 empty] | Urgency No.: | 1 |  |  | System PR No.: OPE23-1278-CNPR-MNL
| Purpose: | Operations and Maintenance Consumables
| End-Use: | Running Units (Units 1-5)
Item No. | Qty | UOM | Part No. | Description |  | WH Stocks | Date Needed
1 | 20 | kgs |  | Electrode, Welding, E6011, 1/8" x 12" |  |  | 2023-06-30
2 | 1 | set |  | Belzona 1111 - Supermetal, 1kg per set |  |  | 2023-06-30
3 | 1 | can/s |  | Grinding Compound, Grade: 6A, Grit 1000, Micro Fine, 1lb (16 oz), Brand: Shamrock |  |  | 2023-06-30
4 | 2 | can/s |  | Grinding Compound, Grade: E, Grit 120, Coarse, 1lb (16 oz), Brand: Shamrock |  |  | 2023-06-30
5 | 2 | can/s |  | Grinding Compound, Grade: F, Grit 100, Coarse, 1lb (16 oz), Brand: Shamrock |  |  | 2023-06-30
6 | 2 | can/s |  | Grinding Compound, Grade: G, Grit 80, Coarse, 1lb (16 oz), Brand: Shamrock |  |  | 2023-06-30

## OPE-134-2023
d
Central Negros Power Reliability, Inc.
(Main Office) 88 Corner Rizal-Mabini Sts. Bacolod City
(Plant Site) Purok San Jose, Barangay Calumangan, Bago City
Telfax: (034) 436-1932
PURCHASE REQUEST
Purchase Request: |  | OPE-134-2023 |  |  | Department: | Operations
Date Prepared: |  | 2023-05-08 |  |  | Dept. Code | OPE
Date Issued: |  | 2023-05-08 |  |  | Requestor: | Godfrey Samano
[5 empty] | Urgency No.: | 1 |  |  | System PR No.: OPE23-1279-CNPR-MNL
| Purpose: | Materials and Consumables for the Replacement of Smokestack Shells and Repainting of Structural Support & Exhaust Main Header Pipe
| End-Use: | DG Unit 2
Item No. | Qty | UOM | Part No. | Description |  | WH Stocks | Date Needed
1 | 18 | rolls |  | Ceramic Fiber, 4" thick. Size: 50mm T x 600mm W x 3.6m L. Density: 128 kgs/cubic meter / Temperature min; 1000˚C |  |  | 2023-07-07
2 | 12 | pcs |  | Holder, Electrode, 300 Amps, 1/4" Electrode Capacity, No. 4 through 2/0 Cable Capacity, Copper Alloy, Jackson |  |  | 2023-07-07

## OPE-101-2023
d
Central Negros Power Reliability, Inc.
(Main Office) 88 Corner Rizal-Mabini Sts. Bacolod City
(Plant Site) Purok San Jose, Barangay Calumangan, Bago City
Telfax: (034) 436-1932
PURCHASE REQUEST
Purchase Request: |  | OPE-101-2023 |  |  | Department: | Operations
Date Prepared: |  | 2023-03-30 |  |  | Dept. Code | OPE
Date Issued: |  | 2023-04-14 |  |  | Requestor: | Godfrey Samano
[5 empty] | Urgency No.: | 1 |  |  | System PR No.: OPE23-1280-CNPR-MNL
| Purpose: | For Reconditioning of Lube Oil & Jacket Water Coolers
| End-Use: | Expansion Unit (DG Unit 6)
Item No. | Qty | UOM | Part No. | Description |  | WH Stocks | Date Needed
1 | 5 | kgs |  | Electrode, Welding, 1/8" x 12", E6011 |  |  | 2023-07-07
2 | 24 | pcs |  | Zinc Disc Anode, Size: 76mm (OD) x 16mm (ID) x 50mm (Thick) - Note: does not require machined to exact dimensions |  |  | 2023-07-07

## EIC-381-2022
d
Central Negros Power Reliability, Inc.
(Main Office) 88 Corner Rizal-Mabini Sts. Bacolod City
(Plant Site) Purok San Jose, Barangay Calumangan, Bago City
Telfax: (034) 436-1932
PURCHASE REQUEST
Purchase Request: |  | EIC-381-2022 |  |  | Department: | Electrical/EIC
Date Prepared: |  | 2022-12-06 |  |  | Dept. Code | EIC
Date Issued: |  | 2022-12-12 |  |  | Requestor: | Kennah Sasamoto
[5 empty] | Urgency No.: | 1 |  |  | System PR No.: EIC23-1281-CNPR-MNL
| Purpose: | Real Time Synchronization
| End-Use: | Control Room
Item No. | Qty | UOM | Part No. | Description |  | WH Stocks | Date Needed
1 | 1 | unit |  | LED GPS Digital date and time clock with accessories Brand: Digitech Model: DTS/DTCLK-0603 Power supply: 5V Size/Dimension: 18" x 12" Dial shape: Rectangular |  |  | 2023-07-14

## EIC-068-2023
d
Central Negros Power Reliability, Inc.
(Main Office) 88 Corner Rizal-Mabini Sts. Bacolod City
(Plant Site) Purok San Jose, Barangay Calumangan, Bago City
Telfax: (034) 436-1932
PURCHASE REQUEST
Purchase Request: |  | EIC-068-2023 |  |  | Department: | Electrical/EIC
Date Prepared: |  | 2023-03-12 |  |  | Dept. Code | EIC
Date Issued: |  | 2023-03-13 |  |  | Requestor: | Kennah Sasamoto
[5 empty] | Urgency No.: | 1 |  |  | System PR No.: EIC23-1282-CNPR-MNL
| Purpose: | EIC Consumables
| End-Use: | EIC / Electrical
Item No. | Qty | UOM | Part No. | Description |  | WH Stocks | Date Needed
1 | 20 | pcs |  | Insulated terminal lugs, Size: 16-14 AWG, Flat type |  |  | 2023-07-14
2 | 20 | pcs |  | Insulated terminal lugs, Size: 12-10 AWG, Flat type |  |  | 2023-07-14

## EIC-068-2023 -BY PACK
d
Central Negros Power Reliability, Inc.
(Main Office) 88 Corner Rizal-Mabini Sts. Bacolod City
(Plant Site) Purok San Jose, Barangay Calumangan, Bago City
Telfax: (034) 436-1932
PURCHASE REQUEST
Purchase Request: |  | EIC-068-2023 |  |  | Department: | Electrical/EIC
Date Prepared: |  | 2023-03-12 |  |  | Dept. Code | EIC
Date Issued: |  | 2023-03-13 |  |  | Requestor: | Kennah Sasamoto
[5 empty] | Urgency No.: | 1 |  |  | System PR No.: EIC23-1290-CNPR-MNL
| Purpose: | EIC Consumables
| End-Use: | EIC / Electrical
Item No. | Qty | UOM | Part No. | Description |  | WH Stocks | Date Needed
1 | 1 | pack |  | Insulated terminal lugs, Size: 16-14 AWG, Flat type |  |  | 2023-07-14
2 | 1 | pack |  | Insulated terminal lugs, Size: 12-10 AWG, Flat type |  |  | 2023-07-14

## EIC-325-2021
d
Central Negros Power Reliability, Inc.
(Main Office) 88 Corner Rizal-Mabini Sts. Bacolod City
(Plant Site) Purok San Jose, Barangay Calumangan, Bago City
Telfax: (034) 436-1932
PURCHASE REQUEST
Purchase Request: |  | EIC-325-2021 |  |  | Department: | Electrical/EIC
Date Prepared: |  | 2021-10-13 |  |  | Dept. Code | EIC
Date Issued: |  | 2021-10-14 |  |  | Requestor: | Rey Argawanon
[5 empty] | Urgency No.: | 1 |  |  | System PR No.: EIC23-1283-CNPR-MNL
| Purpose: | Replacement on Defective Feeder Insulation
| End-Use: | Fuel Module DG Unit # 3
Item No. | Qty | UOM | Part No. | Description |  | WH Stocks | Date Needed
1 | 192 | meters |  | Copper wire, THHN, 30mm2 |  |  | 2023-07-21
`

## OPE-158-2023
d
Central Negros Power Reliability, Inc.
(Main Office) 88 Corner Rizal-Mabini Sts. Bacolod City
(Plant Site) Purok San Jose, Barangay Calumangan, Bago City
Telfax: (034) 436-1932
PURCHASE REQUEST
Purchase Request: |  | OPE-158-2023 |  |  | Department: | Operation
Date Prepared: |  | 2023-04-23 |  |  | Dept. Code | OPE
Date Issued: |  | 2023-04-23 |  |  | Requestor: | AB Ortega / G. Samano
[5 empty] | Urgency No.: | 1 |  |  | System PR No.: OPE23-1284-CNPR-MNL
| Purpose: | Replacement Parts
| End-Use: | Black Start Auxiliary Generator
Item No. | Qty | UOM | Part No. | Description |  | WH Stocks | Date Needed
1 | 1 | pc |  | Oil Filter, Part No. IR 0716 |  |  | 2023-07-28
2 | 1 | pc |  | Air Cleaner, Part No. 4N0015 |  |  | 2023-07-28
3 | 1 | pc |  | Element, Fuel Filter, Part No. 9M2342 |  |  | 2023-07-28
4 | 1 | pc |  | Water Separator, Part No. 8NO205 |  |  | 2023-07-28
5 | 1 | pc |  | V-Belt, Part No. 9L6647 |  |  | 2023-07-28
6 | 1 | pc |  | Secondary Filter, Part No. IR0749 |  |  | 2023-07-28
7 | 1 | pc |  | Fuel Transfer Pump, Part No. IWI700 |  |  | 2023-07-28
8 | 1 | pc |  | Starting Motor, Part No. 1068554 |  |  | 2023-07-28

## HAS-207-2023
d
Central Negros Power Reliability, Inc.
(Main Office) 88 Corner Rizal-Mabini Sts. Bacolod City
(Plant Site) Purok San Jose, Barangay Calumangan, Bago City
Telfax: (034) 436-1932
PURCHASE REQUEST
Purchase Request: |  | HAS-207-2023 |  |  | Department: | Safety
Date Prepared: |  | 2023-06-24 |  |  | Dept. Code | HAS
Date Issued: |  | 2023-07-06 |  |  | Requestor: | Ricky Madeja
[5 empty] | Urgency No.: | 1 |  |  | System PR No.: HAS23-1285-CNPR-MNL
| Purpose: | Replacement of defective/worn out pressure gauges for jockey pump
| End-Use: | CENPRI Power Plant Fire Protection System
Item No. | Qty | UOM | Part No. | Description |  | WH Stocks | Date Needed
1 | 2 | pcs |  | Pressure Gauge, 0-200 psi, 4" Ø dial face all SS material, oil filled, 1/4 NPT bottom/lower connection with SS adapter 1/4" X 1/2" NPT. Model:233.53 brand: Wika |  |  | 2023-07-28

## HAS-197-2023
d
Central Negros Power Reliability, Inc.
(Main Office) 88 Corner Rizal-Mabini Sts. Bacolod City
(Plant Site) Purok San Jose, Barangay Calumangan, Bago City
Telfax: (034) 436-1932
PURCHASE REQUEST
Purchase Request: |  | HAS-197-2023 |  |  | Department: | Safety
Date Prepared: |  | 2023-06-21 |  |  | Dept. Code | HAS
Date Issued: |  | 2023-06-22 |  |  | Requestor: | Ricky Madeja
[5 empty] | Urgency No.: | 1 |  |  | System PR No.: HAS23-1286-CNPR-MNL
| Purpose: | Additional Installation of 5 units Strobe Lights
| End-Use: | Fire Protection Equipment
Item No. | Qty | UOM | Part No. | Description |  | WH Stocks | Date Needed
1 | 5 | pcs |  | Visual Signaling Appliance for Fire Alarm/Strobe Light, 5 watts, 24 VDC, Red |  |  | 2023-07-28
2 | 346 | meters |  | THW Copper Wire 2.0mm |  |  | 2023-07-28

## HAS-154-2023
d
Central Negros Power Reliability, Inc.
(Main Office) 88 Corner Rizal-Mabini Sts. Bacolod City
(Plant Site) Purok San Jose, Barangay Calumangan, Bago City
Telfax: (034) 436-1932
PURCHASE REQUEST
Purchase Request: |  | HAS-154-2023 |  |  | Department: | Safety
Date Prepared: |  | 2023-05-22 |  |  | Dept. Code | HAS
Date Issued: |  | 2023-05-26 |  |  | Requestor: | Ricky Madeja
[5 empty] | Urgency No.: | 1 |  |  | System PR No.: HAS23-1288-CNPR-MNL
| Purpose: | Additional Fire Protection Device/Equipment (In Compliance to BFP Requirement)
| End-Use: | CENPRI Power Plant
Item No. | Qty | UOM | Part No. | Description |  | WH Stocks | Date Needed
1 | 3 | pcs |  | Visual Signaling Appliance for Fire Alarm/Strobe Light, 5 watts, 24 VDC, Red |  |  | 2023-07-28

## IT2023-3015
d
Central Negros Power Reliability, Inc.
(Main Office) 88 Corner Rizal-Mabini Sts. Bacolod City
(Plant Site) Purok San Jose, Barangay Calumangan, Bago City
Telfax: (034) 436-1932
PURCHASE REQUEST
Purchase Request: |  | IT2023-3015 |  |  | Department: | IT - Bacolod
Date Prepared: |  | 2023-06-05 |  |  | Dept. Code | ITB
Date Issued: |  | 2023-06-06 |  |  | Requestor: | Jushkyle Jambongana / Mark Delos Santos
[5 empty] | Urgency No.: | 1 |  |  | System PR No.: ITB23-1287-CNPR-MNL
| Purpose: | Proposed Backup Power for Trading PC (Bacolod office)
| End-Use: | Bacolod Trading Dept.
Item No. | Qty | UOM | Part No. | Description |  | WH Stocks | Date Needed
1 | 1 | unit |  | Inverter, Brand: Snat, Wall mount Input: 24VDC, Output: 220VAC Rated Power: 3KW Waveform Output: Pure Sine Wave AC Charging Mode |  |  | 2023-07-28
2 | 2 | pcs |  | Battery (Industrial), Deep Cycle VRLA Battery, GEL Type, 12V 100Ah |  |  | 2023-07-28
3 | 1 | set |  | Enclosure Breaker Distribution Box Brand: Chint/Schneider Type: Flush with 6 branches With included breakers: 15A, 2 Pole (1 pc) - Main Breaker 10A, 2 Pole (5 pcs) |  |  | 2023-07-28
4 | 1 | pc |  | Circuit Breaker, 40A (2 Pole) Brand: Koten Type: Surface (Enclosure) |  |  | 2023-07-28

## EIC-113-2023
d
Central Negros Power Reliability, Inc.
(Main Office) 88 Corner Rizal-Mabini Sts. Bacolod City
(Plant Site) Purok San Jose, Barangay Calumangan, Bago City
Telfax: (034) 436-1932
PURCHASE REQUEST
Purchase Request: |  | EIC-113-2023 |  |  | Department: | Electrical/EIC
Date Prepared: |  | 2023-04-19 |  |  | Dept. Code | EIC
Date Issued: |  | 2023-04-25 |  |  | Requestor: | Kennah Sasamoto
[5 empty] | Urgency No.: | 1 |  |  | System PR No.: EIC23-1289-CNPR-MNL
| Purpose: | Transfer Switch for DC System Supply
| End-Use: | 24, 48 and 125 VDC Battery Charger
Item No. | Qty | UOM | Part No. | Description |  | WH Stocks | Date Needed
1 | 1 | pc |  | DPDT Circuit Breaker, heavy duty, 60 Amps |  |  | 2023-07-28

## OPE-103-2023
d
Central Negros Power Reliability, Inc.
(Main Office) 88 Corner Rizal-Mabini Sts. Bacolod City
(Plant Site) Purok San Jose, Barangay Calumangan, Bago City
Telfax: (034) 436-1932
PURCHASE REQUEST
Purchase Request: |  | OPE-103-2023 |  |  | Department: | Operations
Date Prepared: |  | 2023-03-30 |  |  | Dept. Code | OPE
Date Issued: |  | 2023-04-14 |  |  | Requestor: | Godfrey Samano
[5 empty] | Urgency No.: | 1 |  |  | System PR No.: OPE23-1291-CNPR-MNL
| Purpose: | For Reconditioning of Piston Assembly
| End-Use: | Expansion Unit (DG Unit 6)
Item No. | Qty | UOM | Part No. | Description |  | WH Stocks | Date Needed
1 | 2 | can/s |  | Crack Detector, Cleaner, Spotcheck, SKC-S Aerosol |  |  | 2023-08-02
2 | 1 | can/s |  | Crack Detector, Developer, Spotcheck, SKD-S2 |  |  | 2023-08-02
3 | 1 | can/s |  | Crack Detector, Penetrant, Spotcheck, SKL-SP2 |  |  | 2023-08-02

## OPE-105-2023
d
Central Negros Power Reliability, Inc.
(Main Office) 88 Corner Rizal-Mabini Sts. Bacolod City
(Plant Site) Purok San Jose, Barangay Calumangan, Bago City
Telfax: (034) 436-1932
PURCHASE REQUEST
Purchase Request: |  | OPE-105-2023 |  |  | Department: | Operations
Date Prepared: |  | 2023-03-30 |  |  | Dept. Code | OPE
Date Issued: |  | 2023-04-14 |  |  | Requestor: | Godfrey Samano
[5 empty] | Urgency No.: | 1 |  |  | System PR No.: OPE23-1292-CNPR-MNL
| Purpose: | For Reconditioning of Cylinder Liner Assembly
| End-Use: | Expansion Unit (DG Unit 6)
Item No. | Qty | UOM | Part No. | Description |  | WH Stocks | Date Needed
1 | 4 | can/s |  | Crack Detector, Cleaner, Spotcheck, SKC-S Aerosol |  |  | 2023-08-02
2 | 2 | can/s |  | Crack Detector, Developer, Spotcheck, SKD-S2 |  |  | 2023-08-02
3 | 2 | can/s |  | Crack Detector, Penetrant, Spotcheck, SKL-SP2 |  |  | 2023-08-02
4 | 1 | can/s |  | Grinding Compound, Silicon Carbide, Grade G, Grit 80, Super Coarse, 16 oz. |  |  | 2023-08-02

## EIC-245-2023
d
Central Negros Power Reliability, Inc.
(Main Office) 88 Corner Rizal-Mabini Sts. Bacolod City
(Plant Site) Purok San Jose, Barangay Calumangan, Bago City
Telfax: (034) 436-1932
PURCHASE REQUEST
Purchase Request: |  | EIC-245-2023 |  |  | Department: | Electrical/EIC
Date Prepared: |  | 2023-07-19 |  |  | Dept. Code | EIC
Date Issued: |  | 2023-08-07 |  |  | Requestor: | Kennah Sasamoto
[5 empty] | Urgency No.: | 1 |  |  | System PR No.: EIC23-1295-CNPR-MNL
| Purpose: | Replacement of Defective Temperature Controller for Air Dryer Controller
| End-Use: | Air Dryer Controller at DG 3
Item No. | Qty | UOM | Part No. | Description |  | WH Stocks | Date Needed
1 | 1 | pc |  | Temperature controller, TTM-004W-RA, TOHO |  |  | 2023-08-18

## EIC-233-2023
d
Central Negros Power Reliability, Inc.
(Main Office) 88 Corner Rizal-Mabini Sts. Bacolod City
(Plant Site) Purok San Jose, Barangay Calumangan, Bago City
Telfax: (034) 436-1932
PURCHASE REQUEST
Purchase Request: |  | EIC-233-2023 |  |  | Department: | Electrical/EIC
Date Prepared: |  | 2023-07-03 |  |  | Dept. Code | EIC
Date Issued: |  | 2023-07-11 |  |  | Requestor: | Kennah Sasamoto
[5 empty] | Urgency No.: | 1 |  |  | System PR No.: EIC23-1296-CNPR-MNL
| Purpose: | Installation of Timer Relay for Lube Oil Pre-Heater Controller at DG Unit # 2&3 Control Circuit
| End-Use: | Lube Oil Pre-Heater Controller at DG Unit # 2&3 Control Circuit
Item No. | Qty | UOM | Part No. | Description |  | WH Stocks | Date Needed
1 | 2 | pcs |  | ON Delay Timer Relay Model: H3BA-N8H, Omron, 220Vac, 8pins, 1.2s to 300h, contact:5A 250Vac |  |  | 2023-08-18

## EIC-170-2022
d
Central Negros Power Reliability, Inc.
(Main Office) 88 Corner Rizal-Mabini Sts. Bacolod City
(Plant Site) Purok San Jose, Barangay Calumangan, Bago City
Telfax: (034) 436-1932
PURCHASE REQUEST
Purchase Request: |  | EIC-170-2022 |  |  | Department: | Electrical/EIC
Date Prepared: |  | 2022-06-18 |  |  | Dept. Code | EIC
Date Issued: |  | 2022-06-28 |  |  | Requestor: | Rey Argawanon
[5 empty] | Urgency No.: | 1 |  |  | System PR No.: EIC23-1297-CNPR-MNL
| Purpose: | For Monitoring of Induction Motor Speed (Rpm)
| End-Use: | All Induction Motors
Item No. | Qty | UOM | Part No. | Description |  | WH Stocks | Date Needed
1 | 1 | unit |  | Optical and Contact Tachometer Brand: TPI Inc., Model: TPI 505 |  |  | 2023-08-18

## HAS-263-2023
d
Central Negros Power Reliability, Inc.
(Main Office) 88 Corner Rizal-Mabini Sts. Bacolod City
(Plant Site) Purok San Jose, Barangay Calumangan, Bago City
Telfax: (034) 436-1932
PURCHASE REQUEST
Purchase Request: |  | HAS-263-2023 |  |  | Department: | Safety
Date Prepared: |  | 2023-08-01 |  |  | Dept. Code | HAS
Date Issued: |  | 2023-08-07 |  |  | Requestor: | Ricky Madeja
[5 empty] | Urgency No.: | 1 |  |  | System PR No.:
| Purpose: | Relocation of Welding Machine from Lube Oil Storage Tank to Cooling Tower
| End-Use: | Welding Machine
Item No. | Qty | UOM | Part No. | Description |  | WH Stocks | Date Needed
1 | 200 | meters |  | Copper Wire,14mm THN |  |  | 2023-08-18
2 | 8 | pcs |  | Terminal Lugs, Single Hole Short Barre, 14mm |  |  | 2023-08-18

## Aug supplies
d
Central Negros Power Reliability, Inc.
(Main Office) 88 Corner Rizal-Mabini Sts. Bacolod City
(Plant Site) Purok San Jose, Barangay Calumangan, Bago City
Telfax: (034) 436-1932
PURCHASE REQUEST
Purchase Request: |  |  |  |  | Department: | Manila Office Admin
Date Prepared: |  | 2023-08-01 |  |  | Dept. Code | MOA
Date Issued: |  | 2023-08-01 |  |  | Requestor: | Joana Marie Cosico
[5 empty] | Urgency No.: | 1 |  |  | System PR No.: MOA23-1293-CNPR-MNL
| Purpose: | Manila office supplies
| End-Use: | For the month of August
Item No. | Qty | UOM | Part No. | Description |  | WH Stocks | Date Needed
1 | 2 | ream/s |  | HARD COPY Short Bond Paper, Sub 20 |  |  | 2023-08-08
2 | 5 | pc/s |  | Packaging Tape - Transparent - 2" x 100 |  |  | 2023-08-08
3 | 2 | pc/s |  | HBW Matrix OG-5, Black |  |  | 2023-08-08
4 | 2 | pc/s |  | Scotch Tape 1" x 50, Brand: Crocodile |  |  | 2023-08-08
5 | 10 | pc/s |  | Short Brown Envelope 200lbs. |  |  | 2023-08-08
6 | 10 | pc/s |  | Long Brown Envelope 200lbs. |  |  | 2023-08-08
7 | 10 | pc/s |  | Long Brown Expandable Envelope, Brand: Kraft |  |  | 2023-08-08

## FOM & VOM
Central Negros Power Reliability, Inc.
(Main Office) 88 Corner Rizal-Mabini Sts. Bacolod City
(Plant Site) Purok San Jose, Barangay Calumangan, Bago City
Telfax: (034) 436-1932
PURCHASE REQUEST
Purchase Request: |  |  |  |  | Department: | Manila Office Admin
Date Prepared: |  | 2023-08-03 |  |  | Dept. Code | MOA
Date Issued: |  | 2023-08-03 |  |  | Requestor: | Luigi Cruz / Riza Tejada
[5 empty] | Urgency No.: | 1 |  | System PR No.: MOA23-1294-CNPR-MNL
| Purpose: | Printing of VOM & FOM for the year 2021 and 2022
| End-Use: | For submission to ERC
Item No. | Qty | UOM | Part No. | Description |  | WH Stocks | Date Needed
1 | 10 | ream/s |  | HARD COPY A4 Bond Paper, Sub 20 |  |  | 2023-08-08
2 | 10 | pc/s |  | 3" Blue A4 Arch File Binder, 2 holes |  |  | 2023-08-08

## Department Code
Department | Code
HR - BCD | HRB
Billing Department | BIL
EIC | EIC
Environment/PCO | ENV
Finance Department | FIN
Fuel and Lube Management | FLM
Health and Safety | HAS
IT Department - BCD | ITB
IT Department - SITE | ITS
Laboratory and Chemical | LAB
Maintenance | MAI
Office of the GM | OOG
Operation | OPE
Purchasing Department | PUR
Reconditioning | REC
Security | SEC
HR - SITE | HRS
Special Proj/Facilities Imp | SPE
Trading Department | TRA
Warehouse - CENPRI | WHC
Warehouse - Progen | WHP
Manila Office Admin | MOA